## PLEXOScat_idx
Class or technology | PLEXOSCategory
EGAT Hydro Dispatchable | EGAT Hydro Dispatchable
Pump | Pump
EGAT Steam Turbine | EGAT Steam Turbine
IPP Steam Turbine | IPP Steam Turbine
Coal-New | Coal-New
EGAT CC_OCmode | EGAT CC_OCmode
IPP CC_OCmode | IPP CC_OCmode
EGAT 2GT + ST | EGAT 2GT + ST
IPP 2GT +ST | IPP 2GT +ST
EGAT SingleShaft | EGAT SingleShaft
IPP SingleShaft | IPP SingleShaft
CCGT-New | CCGT-New
Import Hydro (Reservoir) | Import Hydro (Reservoir)
Import Coal | Import Coal
HVDC | HVDC
Import Hydro (RoR) | Import Hydro (RoR)
EGAT Diesel | EGAT Diesel
SPP-Firm-Gas | SPP-Firm
SPP-Firm-Coal | SPP-Firm
SPP-Firm-Oil | SPP-Firm
SPP-Firm-Biomass | SPP-Firm
SPP-Hybrid-Firm | SPP-Firm
SPP-Non-Firm/EGAT-Non-Firm-Biomass | SPP-Non-Firm/EGAT-Non-Firm
SPP-Non-Firm/EGAT-Non-Firm-Biogas | SPP-Non-Firm/EGAT-Non-Firm
SPP-Non-Firm/EGAT-Non-Firm-Wind | SPP-Non-Firm/EGAT-Non-Firm
SPP-Non-Firm/EGAT-Non-Firm-Waste | SPP-Non-Firm/EGAT-Non-Firm
SPP-Non-Firm/EGAT-Non-Firm-Solar | SPP-Non-Firm/EGAT-Non-Firm
SPP-Non-Firm/EGAT-Non-Firm-Hydro | SPP-Non-Firm/EGAT-Non-Firm
SPP-Non-Firm/EGAT-Non-Firm-Geothermal | SPP-Non-Firm/EGAT-Non-Firm
SPP-Non-Firm/EGAT-Non-Firm-Coal | SPP-Non-Firm/EGAT-Non-Firm
SPP-Non-Firm/EGAT-Non-Firm-Gas | SPP-Non-Firm/EGAT-Non-Firm
EGAT-Floating Solar | EGAT-Floating Solar
Biogas | VSPP
Biomass | VSPP
Coal | VSPP
EE | VSPP
MSW | VSPP
Hydro | VSPP
Gas | VSPP
Solar | VSPP
Wind | VSPP

## idxFuel
Fuel | PLEXOSFuel
Hydro | #N/A
E EGAT GAS | E EGAT GAS
LIGNITE MM | LIGNITE MM
FUEL OIL | FUEL OIL
Coal BLCP | Coal BLCP
Coal GOC | Coal GOC
W GAS | W GAS
LNG | LNG
N GAS | N GAS
J GAS | J GAS
E IPP GAS | E IPP GAS
K GAS | K GAS
Lignite HSA | Lignite HSA
HVDC | #N/A
Diesel | DIESEL
Gas | Gas
Coal | Coal
Oil | Oil
Biomass | Bio_Wood
Renewable | #N/A
Biogas | Biogas
Wind | #N/A
Waste | Bio_Waste
Solar | #N/A
Geothermal | #N/A
Floating Solar | #N/A

## CapBuildout_analysis
Sum of MaxCap_2021 | Column Labels
Row Labels | 1980 | 1981 | 1982 | 1984 | 1986 | 1992 | 1994 | 1995 | 1996 | 1997 | 1998 | 1999 | 2000 | 2001 | 2002 | 2003 | 2004 | 2005 | 2006 | 2007 | 2008 | 2009 | 2010 | 2012 | 2013 | 2014 | 2015 | 2016 | 2017 | 2018 | 2019 | 2021 | 2022 | 2023 | 2024 | 2025 | 2026 | 2027 | 2028 | 2029 | 2030 | 2032 | 2033 | 2034 | 2035 | 2036 | 2037 | Grand Total
Bioenergy | [11 empty] | 49 |  | 5 |  | 108.8 | 56 | 20 | 40.2 | 16.8 |  | 20.8 |  | 15.5 |  |  | 22 |  |  | 21 | 25 | 30.5 | [15 empty] | 430.6
Coal | [7 empty] | 1620 |  | 9.5 |  | 270 | 90 | [5 empty] | 673.25 | 673.25 |  |  |  | 660 |  |  | 982 | 491 |  |  | 600 | [5 empty] | 600 | [5 empty] | 1000 | 1000 |  |  |  | 8669
Gas | [5 empty] | 1587 | 851 |  | 120 | 781 | 1210 | 450 | 2930 | 150 | 2676 | 1123 |  |  |  | 734 | 2844 | 1510 | 760 | 344 | 1080 | 3206 | 1960 | 2748 | 1080 | 630 | 1760 | 1430 | 2726 | 1250 | 1950 | 1350 | 700 | 2640 | 700 | 700 | 700 | 1400 |  |  | 1400 | 700 | 1400 | 49580
Hydro | 144 | 84 | 818.2 | 300 | 240 |  |  | 500 |  |  | 214 | 126 |  |  |  |  | 250 | [5 empty] | 948 | 220 | 865.601 | [5 empty] | 1574.1 |  | 514.3 |  |  |  | 700 |  | 700 |  |  | 700 | 700 |  | 700 |  |  | 10298.201
Oil | [10 empty] | 4.5 | [5 empty] | 315 | [8 empty] | 4.4 | 26 | [20 empty] | 349.9
Solar | [31 empty] | 45 |  | 24 | [13 empty] | 69
Grand Total | 144 | 84 | 818.2 | 300 | 240 | 1587 | 851 | 2120 | 120 | 790.5 | 1428.5 | 895 | 3020 | 155 | 2676 | 1231.8 | 621 | 20 | 713.45 | 1424.05 | 2844 | 1530.8 | 1708 | 1239.5 | 1945.601 | 3210.4 | 2990 | 3239 | 1080 | 651 | 3959.1 | 1505.5 | 3240.3 | 1274 | 1950 | 1350 | 2000 | 2640 | 1400 | 700 | 700 | 2100 | 1700 | 1000 | 2100 | 700 | 1400 | 69396.701
Tech/Year | 1980 | 1981 | 1982 | 1984 | 1986 | 1992 | 1994 | 1995 | 1996 | 1997 | 1998 | 1999 | 2000 | 2001 | 2002 | 2003 | 2004 | 2005 | 2006 | 2007 | 2008 | 2009 | 2010 | 2012 | 2013 | 2014 | 2015 | 2016 | 2017 | 2018 | 2019 | 2021 | 2022 | 2023 | 2024 | 2025 | 2026 | 2027 | 2028 | 2029 | 2030 | 2032 | 2033 | 2034 | 2035 | 2036 | 2037
Bioenergy | [11 empty] | 49 |  | 5 |  | 108.8 | 56 | 20 | 40.2 | 16.8 |  | 20.8 |  | 15.5 |  |  | 22 |  |  | 21 | 25 | 30.5
Coal | [7 empty] | 1620 |  | 9.5 |  | 270 | 90 | [5 empty] | 673.25 | 673.25 |  |  |  | 660 |  |  | 982 | 491 |  |  | 600 | [5 empty] | 600 | [5 empty] | 1000 | 1000
Gas | [5 empty] | 1587 | 851 |  | 120 | 781 | 1210 | 450 | 2930 | 150 | 2676 | 1123 |  |  |  | 734 | 2844 | 1510 | 760 | 344 | 1080 | 3206 | 1960 | 2748 | 1080 | 630 | 1760 | 1430 | 2726 | 1250 | 1950 | 1350 | 700 | 2640 | 700 | 700 | 700 | 1400 |  |  | 1400 | 700 | 1400
Hydro | 144 | 84 | 818.2 | 300 | 240 |  |  | 500 |  |  | 214 | 126 |  |  |  |  | 250 | [5 empty] | 948 | 220 | 865.601 | [5 empty] | 1574.1 |  | 514.3 |  |  |  | 700 |  | 700 |  |  | 700 | 700 |  | 700
Oil | [10 empty] | 4.5 | [5 empty] | 315 | [8 empty] | 4.4 | 26
Solar | [31 empty] | 45 |  | 24
[22 empty] | Ref. 2022 |  |  |  | Ref. 2025
Tech/Year | 1980 | 1981 | 1982 | 1983 | 1984 | 1985 | 1986 | 1987 | 1988 | 1989 | 1990 | 1991 | 1992 | 1993 | 1994 | 1995 | 1996 | 1997 | 1998 | 1999 | 2000 | 2001 | 2002 | 2003 | 2004 | 2005 | 2006 | 2007 | 2008 | 2009 | 2010 | 2011 | 2012 | 2013 | 2014 | 2015 | 2016 | 2017 | 2018 | 2019 | 2020 | 2021 | 2022 | 2023 | 2024 | 2025 | 2026 | 2027 | 2028 | 2029 | 2030 | 2031 | 2032 | 2033 | 2034 | 2035 | 2036 | 2037
Bioenergy | 0 | 0 | 0 | 0 | 0 | 0 | 0 | 0 | 0 | 0 | 0 | 0 | 0 | 0 | 0 | 0 | 0 | 0 | 0 | 49 | 0 | 5 | 0 | 108.8 | 56 | 20 | 40.2 | 16.8 | 0 | 20.8 | 0 | 0 | 15.5 | 0 | 0 | 22 | 0 | 0 | 21 | 25 | 0 | 30.5 | 0 | 0 | 0 | 0 | 0 | 0 | 0 | 0 | 0 | 0 | 0 | 0 | 0 | 0 | 0 | 0
Coal | 0 | 0 | 0 | 0 | 0 | 0 | 0 | 0 | 0 | 0 | 0 | 0 | 0 | 0 | 0 | 1620 | 0 | 9.5 | 0 | 270 | 90 | 0 | 0 | 0 | 0 | 0 | 673.25 | 673.25 | 0 | 0 | 0 | 0 | 660 | 0 | 0 | 982 | 491 | 0 | 0 | 600 | 0 | 0 | 0 | 0 | 0 | 0 | 600 | 0 | 0 | 0 | 0 | 0 | 0 | 1000 | 1000 | 0 | 0 | 0
Gas | 0 | 0 | 0 | 0 | 0 | 0 | 0 | 0 | 0 | 0 | 0 | 0 | 1587 | 0 | 851 | 0 | 120 | 781 | 1210 | 450 | 2930 | 150 | 2676 | 1123 | 0 | 0 | 0 | 734 | 2844 | 1510 | 760 | 0 | 344 | 1080 | 3206 | 1960 | 2748 | 1080 | 630 | 1760 | 0 | 1430 | 2726 | 1250 | 1950 | 1350 | 700 | 2640 | 700 | 700 | 700 | 0 | 1400 | 0 | 0 | 1400 | 700 | 1400
Hydro | 144 | 84 | 818.2 | 0 | 300 | 0 | 240 | 0 | 0 | 0 | 0 | 0 | 0 | 0 | 0 | 500 | 0 | 0 | 214 | 126 | 0 | 0 | 0 | 0 | 250 | 0 | 0 | 0 | 0 | 0 | 948 | 0 | 220 | 865.601 | 0 | 0 | 0 | 0 | 0 | 1574.1 | 0 | 0 | 514.3 | 0 | 0 | 0 | 700 | 0 | 700 | 0 | 0 | 0 | 700 | 700 | 0 | 700 | 0 | 0
Oil | 0 | 0 | 0 | 0 | 0 | 0 | 0 | 0 | 0 | 0 | 0 | 0 | 0 | 0 | 0 | 0 | 0 | 0 | 4.5 | 0 | 0 | 0 | 0 | 0 | 315 | 0 | 0 | 0 | 0 | 0 | 0 | 0 | 0 | 0 | 4.4 | 26 | 0 | 0 | 0 | 0 | 0 | 0 | 0 | 0 | 0 | 0 | 0 | 0 | 0 | 0 | 0 | 0 | 0 | 0 | 0 | 0 | 0 | 0
Solar | 0 | 0 | 0 | 0 | 0 | 0 | 0 | 0 | 0 | 0 | 0 | 0 | 0 | 0 | 0 | 0 | 0 | 0 | 0 | 0 | 0 | 0 | 0 | 0 | 0 | 0 | 0 | 0 | 0 | 0 | 0 | 0 | 0 | 0 | 0 | 0 | 0 | 0 | 0 | 0 | 0 | 45 | 0 | 24 | 0 | 0 | 0 | 0 | 0 | 0 | 0 | 0 | 0 | 0 | 0 | 0 | 0 | 0
[22 empty] | Ref. 2022 |  |  |  | Ref. 2025
Tech/Year | 2021 | 2022 | 2023 | 2024 | 2025 | 2026 | 2027 | 2028 | 2029 | 2030 | 2031 | 2032 | 2033 | 2034 | 2035 | 2036 | 2037 |  |  |  |  | 2025 | 2030 | 2037 |  | 2030 | 2037
Bioenergy | 30.5 | 0 | 0 | 0 | 0 | 0 | 0 | 0 | 0 | 0 | 0 | 0 | 0 | 0 | 0 | 0 | 0 |  |  |  |  | 0 | 0 | 0 |  | 0 | 0
Coal | 0 | 0 | 0 | 0 | 0 | 600 | 0 | 0 | 0 | 0 | 0 | 0 | 1000 | 1000 | 0 | 0 | 0 |  |  |  |  | 0 | 0.6 | 2.6 |  | 0.6 | 2.6
Gas | 1430 | 2726 | 1250 | 1950 | 1350 | 700 | 2640 | 700 | 700 | 700 | 0 | 1400 | 0 | 0 | 1400 | 700 | 1400 |  |  |  |  | 5.926 | 12.016 | 16.216 |  | 6.09 | 10.29
Hydro | 0 | 514.3 | 0 | 0 | 0 | 700 | 0 | 700 | 0 | 0 | 0 | 700 | 700 | 0 | 700 | 0 | 0 |  |  |  |  | 0.5143 | 1.9143 | 4.0143 |  | 1.4 | 3.5
Oil | [21 empty] | 0 | 0 | 0 |  | 0 | 0
Solar | [31 empty] | 45 |  | 24
FIGURE
| R | G | B
Colour 1 | 73 | 211 | 255
Colour 2 | 62 | 122 | 211
Colour 3 | 104 | 243 | 148
Colour 4 | 0 | 173 | 161
Colour 5 | 254 | 211 | 36
Colour 6 | 241 | 168 | 0
Colour 7 | 227 | 73 | 70
Colour 8 | 177 | 135 | 239
Colour 9 | 110 | 111 | 111
Colour 10 | 175 | 175 | 175

## AllGenerators
1.06e-06
|  | *from prev. project | [10 empty] | MW | % | [5 empty] | MW | MW | MW | MW | MW | Btu/KWh | GJ/MWh | THB | THB | THB | hours | hours | hours | hours | hours | MW/min | MW/min |  | e.g. A, B, C, D, F
NAME | PLEXOSname | NEW | area | PLEXOSNode | Class or technology | PLEXOSCategory | WEOtechs | Tech_simple | ValidationTech | Fuel | PLEXOSFuel | Unit Commitment | MSL | MSF | Units_2021 | Units_2025 | Units_2030 | Units_2037 | Units_2040 | MaxCap_2021 | MaxCap_2025 | MaxCap_2030 | MaxCap_2037 | MaxCap_2040 | HeatRate | HeatRate | StartCostHot | StartCostWarm | StartCostCold | CoolingBand1 | CoolingBand2 | CoolingBand3 | MinUp | MinDown | MaxRampUp | MaxRampDown | Owner | Fixed Pattern Type | Commisioning_date | Year | Name | Category | Collection | Parent Name | Child Name | Collection | Parent Name | Child Name | Collection | Parent Name | Child Name | Collection | Parent Name | Child Name | Collection | Parent Name | Child Name | Collection | Parent Name | Child Name
BB-H1 | BB-H1 | #N/A | NAC | NAC | EGAT Hydro Dispatchable | EGAT Hydro Dispatchable | Hydro Reservoir | Hydro | Domestic Hydro | Hydro | #N/A | Optimal | 40 | 0.48662 | 1 | 1 | 1 | 1 | 1 | 82.2 | 82.2 | 82.2 | 82.2 | 82.2 | #N/A | #N/A | #N/A | #N/A | #N/A | 8 | 40 | 0.1 | 0.5 | 0.5 | 60 | 60 | EGAT | #N/A | 1982 | 1982 | BB-H1 | EGAT Hydro Dispatchable | Generator.Nodes | BB-H1 | NAC | Generator.Fuels | BB-H1 | #N/A | Reserve.Generators | EGAT_reserve | BB-H1 | Reserve.Generators | DynamicReserve | BB-H1 | Reserve.Generators | RegulatingReserve | BB-H1 | List.Generators | Hydro | BB-H1
BB-H2 | BB-H2 | #N/A | NAC | NAC | EGAT Hydro Dispatchable | EGAT Hydro Dispatchable | Hydro Reservoir | Hydro | Domestic Hydro | Hydro | #N/A | Optimal | 40 | 0.48662 | 1 | 1 | 1 | 1 | 1 | 82.2 | 82.2 | 82.2 | 82.2 | 82.2 | #N/A | #N/A | #N/A | #N/A | #N/A | 8 | 40 | 0.1 | 0.5 | 0.5 | 60 | 60 | EGAT | #N/A | 1982 | 1982 | BB-H2 | EGAT Hydro Dispatchable | Generator.Nodes | BB-H2 | NAC | Generator.Fuels | BB-H2 | #N/A | Reserve.Generators | EGAT_reserve | BB-H2 | Reserve.Generators | DynamicReserve | BB-H2 | Reserve.Generators | RegulatingReserve | BB-H2 | List.Generators | Hydro | BB-H2
BB-H3 | BB-H3 | #N/A | NAC | NAC | EGAT Hydro Dispatchable | EGAT Hydro Dispatchable | Hydro Reservoir | Hydro | Domestic Hydro | Hydro | #N/A | Optimal | 40 | 0.48662 | 1 | 1 | 1 | 1 | 1 | 82.2 | 82.2 | 82.2 | 82.2 | 82.2 | #N/A | #N/A | #N/A | #N/A | #N/A | 8 | 40 | 0.1 | 0.5 | 0.5 | 60 | 60 | EGAT | #N/A | 1982 | 1982 | BB-H3 | EGAT Hydro Dispatchable | Generator.Nodes | BB-H3 | NAC | Generator.Fuels | BB-H3 | #N/A | Reserve.Generators | EGAT_reserve | BB-H3 | Reserve.Generators | DynamicReserve | BB-H3 | Reserve.Generators | RegulatingReserve | BB-H3 | List.Generators | Hydro | BB-H3
BB-H4 | BB-H4 | #N/A | NAC | NAC | EGAT Hydro Dispatchable | EGAT Hydro Dispatchable | Hydro Reservoir | Hydro | Domestic Hydro | Hydro | #N/A | Optimal | 40 | 0.48662 | 1 | 1 | 1 | 1 | 1 | 82.2 | 82.2 | 82.2 | 82.2 | 82.2 | #N/A | #N/A | #N/A | #N/A | #N/A | 8 | 40 | 0.1 | 0.5 | 0.5 | 60 | 60 | EGAT | #N/A | 1982 | 1982 | BB-H4 | EGAT Hydro Dispatchable | Generator.Nodes | BB-H4 | NAC | Generator.Fuels | BB-H4 | #N/A | Reserve.Generators | EGAT_reserve | BB-H4 | Reserve.Generators | DynamicReserve | BB-H4 | Reserve.Generators | RegulatingReserve | BB-H4 | List.Generators | Hydro | BB-H4
BB-H5 | BB-H5 | #N/A | NAC | NAC | EGAT Hydro Dispatchable | EGAT Hydro Dispatchable | Hydro Reservoir | Hydro | Domestic Hydro | Hydro | #N/A | Optimal | 40 | 0.48662 | 1 | 1 | 1 | 1 | 1 | 82.2 | 82.2 | 82.2 | 82.2 | 82.2 | #N/A | #N/A | #N/A | #N/A | #N/A | 8 | 40 | 0.1 | 0.5 | 0.5 | 60 | 60 | EGAT | #N/A | 1982 | 1982 | BB-H5 | EGAT Hydro Dispatchable | Generator.Nodes | BB-H5 | NAC | Generator.Fuels | BB-H5 | #N/A | Reserve.Generators | EGAT_reserve | BB-H5 | Reserve.Generators | DynamicReserve | BB-H5 | Reserve.Generators | RegulatingReserve | BB-H5 | List.Generators | Hydro | BB-H5
BB-H6 | BB-H6 | #N/A | NAC | NAC | EGAT Hydro Dispatchable | EGAT Hydro Dispatchable | Hydro Reservoir | Hydro | Domestic Hydro | Hydro | #N/A | Optimal | 40 | 0.48662 | 1 | 1 | 1 | 1 | 1 | 82.2 | 82.2 | 82.2 | 82.2 | 82.2 | #N/A | #N/A | #N/A | #N/A | #N/A | 8 | 40 | 0.1 | 0.5 | 0.5 | 60 | 60 | EGAT | #N/A | 1982 | 1982 | BB-H6 | EGAT Hydro Dispatchable | Generator.Nodes | BB-H6 | NAC | Generator.Fuels | BB-H6 | #N/A | Reserve.Generators | EGAT_reserve | BB-H6 | Reserve.Generators | DynamicReserve | BB-H6 | Reserve.Generators | RegulatingReserve | BB-H6 | List.Generators | Hydro | BB-H6
BB-H7 | BB-H7 | #N/A | NAC | NAC | EGAT Hydro Dispatchable | EGAT Hydro Dispatchable | Hydro Reservoir | Hydro | Domestic Hydro | Hydro | #N/A | Optimal | 70 | 0.6087 | 1 | 1 | 1 | 1 | 1 | 115 | 115 | 115 | 115 | 115 | #N/A | #N/A | #N/A | #N/A | #N/A | 8 | 40 | 0.1 | 0.5 | 0.5 | 70 | 70 | EGAT | #N/A | 1982 | 1982 | BB-H7 | EGAT Hydro Dispatchable | Generator.Nodes | BB-H7 | NAC | Generator.Fuels | BB-H7 | #N/A | Reserve.Generators | EGAT_reserve | BB-H7 | Reserve.Generators | DynamicReserve | BB-H7 | Reserve.Generators | RegulatingReserve | BB-H7 | List.Generators | Hydro | BB-H7
BLG-H1 | BLG-H1 | #N/A | SAC | SAC | EGAT Hydro Dispatchable | EGAT Hydro Dispatchable | Hydro Reservoir | Hydro | Domestic Hydro | Hydro | #N/A | Optimal | 15 | 0.53571 | 1 | 1 | 1 | 1 | 1 | 28 | 28 | 28 | 28 | 28 | #N/A | #N/A | #N/A | #N/A | #N/A | 8 | 40 | 0.1 | 0.5 | 0.5 | 28 | 28 | EGAT | #N/A | 1981 | 1981 | BLG-H1 | EGAT Hydro Dispatchable | Generator.Nodes | BLG-H1 | SAC | Generator.Fuels | BLG-H1 | #N/A | Reserve.Generators | EGAT_reserve | BLG-H1 | Reserve.Generators | DynamicReserve | BLG-H1 | Reserve.Generators | RegulatingReserve | BLG-H1 | List.Generators | Hydro | BLG-H1
BLG-H2 | BLG-H2 | #N/A | SAC | SAC | EGAT Hydro Dispatchable | EGAT Hydro Dispatchable | Hydro Reservoir | Hydro | Domestic Hydro | Hydro | #N/A | Optimal | 15 | 0.53571 | 1 | 1 | 1 | 1 | 1 | 28 | 28 | 28 | 28 | 28 | #N/A | #N/A | #N/A | #N/A | #N/A | 8 | 40 | 0.1 | 0.5 | 0.5 | 28 | 28 | EGAT | #N/A | 1981 | 1981 | BLG-H2 | EGAT Hydro Dispatchable | Generator.Nodes | BLG-H2 | SAC | Generator.Fuels | BLG-H2 | #N/A | Reserve.Generators | EGAT_reserve | BLG-H2 | Reserve.Generators | DynamicReserve | BLG-H2 | Reserve.Generators | RegulatingReserve | BLG-H2 | List.Generators | Hydro | BLG-H2
BLG-H3 | BLG-H3 | #N/A | SAC | SAC | EGAT Hydro Dispatchable | EGAT Hydro Dispatchable | Hydro Reservoir | Hydro | Domestic Hydro | Hydro | #N/A | Optimal | 15 | 0.53571 | 1 | 1 | 1 | 1 | 1 | 28 | 28 | 28 | 28 | 28 | #N/A | #N/A | #N/A | #N/A | #N/A | 8 | 40 | 0.1 | 0.5 | 0.5 | 28 | 28 | EGAT | #N/A | 1981 | 1981 | BLG-H3 | EGAT Hydro Dispatchable | Generator.Nodes | BLG-H3 | SAC | Generator.Fuels | BLG-H3 | #N/A | Reserve.Generators | EGAT_reserve | BLG-H3 | Reserve.Generators | DynamicReserve | BLG-H3 | Reserve.Generators | RegulatingReserve | BLG-H3 | List.Generators | Hydro | BLG-H3
RPB-H1 | RPB-H1 | #N/A | SAC | SAC | EGAT Hydro Dispatchable | EGAT Hydro Dispatchable | Hydro Reservoir | Hydro | Domestic Hydro | Hydro | #N/A | Optimal | 60 | 0.75 | 1 | 1 | 1 | 1 | 1 | 80 | 80 | 80 | 80 | 80 | #N/A | #N/A | #N/A | #N/A | #N/A | 8 | 40 | 0.1 | 0.5 | 0.5 | 40 | 40 | EGAT | #N/A | 1986 | 1986 | RPB-H1 | EGAT Hydro Dispatchable | Generator.Nodes | RPB-H1 | SAC | Generator.Fuels | RPB-H1 | #N/A | Reserve.Generators | EGAT_reserve | RPB-H1 | Reserve.Generators | DynamicReserve | RPB-H1 | Reserve.Generators | RegulatingReserve | RPB-H1 | List.Generators | Hydro | RPB-H1
RPB-H2 | RPB-H2 | #N/A | SAC | SAC | EGAT Hydro Dispatchable | EGAT Hydro Dispatchable | Hydro Reservoir | Hydro | Domestic Hydro | Hydro | #N/A | Optimal | 60 | 0.75 | 1 | 1 | 1 | 1 | 1 | 80 | 80 | 80 | 80 | 80 | #N/A | #N/A | #N/A | #N/A | #N/A | 8 | 40 | 0.1 | 0.5 | 0.5 | 40 | 40 | EGAT | #N/A | 1986 | 1986 | RPB-H2 | EGAT Hydro Dispatchable | Generator.Nodes | RPB-H2 | SAC | Generator.Fuels | RPB-H2 | #N/A | Reserve.Generators | EGAT_reserve | RPB-H2 | Reserve.Generators | DynamicReserve | RPB-H2 | Reserve.Generators | RegulatingReserve | RPB-H2 | List.Generators | Hydro | RPB-H2
RPB-H3 | RPB-H3 | #N/A | SAC | SAC | EGAT Hydro Dispatchable | EGAT Hydro Dispatchable | Hydro Reservoir | Hydro | Domestic Hydro | Hydro | #N/A | Optimal | 60 | 0.75 | 1 | 1 | 1 | 1 | 1 | 80 | 80 | 80 | 80 | 80 | #N/A | #N/A | #N/A | #N/A | #N/A | 8 | 40 | 0.1 | 0.5 | 0.5 | 40 | 40 | EGAT | #N/A | 1986 | 1986 | RPB-H3 | EGAT Hydro Dispatchable | Generator.Nodes | RPB-H3 | SAC | Generator.Fuels | RPB-H3 | #N/A | Reserve.Generators | EGAT_reserve | RPB-H3 | Reserve.Generators | DynamicReserve | RPB-H3 | Reserve.Generators | RegulatingReserve | RPB-H3 | List.Generators | Hydro | RPB-H3
SK-H1 | SK-H1 | #N/A | NAC | NAC | EGAT Hydro Dispatchable | EGAT Hydro Dispatchable | Hydro Reservoir | Hydro | Domestic Hydro | Hydro | #N/A | Optimal | 60 | 0.48 | 1 | 1 | 1 | 1 | 1 | 125 | 125 | 125 | 125 | 125 | #N/A | #N/A | #N/A | #N/A | #N/A | 8 | 40 | 0.1 | 0.5 | 0.5 | 60 | 60 | EGAT | #N/A | 1995 | 1995 | SK-H1 | EGAT Hydro Dispatchable | Generator.Nodes | SK-H1 | NAC | Generator.Fuels | SK-H1 | #N/A | Reserve.Generators | EGAT_reserve | SK-H1 | Reserve.Generators | DynamicReserve | SK-H1 | Reserve.Generators | RegulatingReserve | SK-H1 | List.Generators | Hydro | SK-H1
SK-H2 | SK-H2 | #N/A | NAC | NAC | EGAT Hydro Dispatchable | EGAT Hydro Dispatchable | Hydro Reservoir | Hydro | Domestic Hydro | Hydro | #N/A | Optimal | 60 | 0.48 | 1 | 1 | 1 | 1 | 1 | 125 | 125 | 125 | 125 | 125 | #N/A | #N/A | #N/A | #N/A | #N/A | 8 | 40 | 0.1 | 0.5 | 0.5 | 60 | 60 | EGAT | #N/A | 1995 | 1995 | SK-H2 | EGAT Hydro Dispatchable | Generator.Nodes | SK-H2 | NAC | Generator.Fuels | SK-H2 | #N/A | Reserve.Generators | EGAT_reserve | SK-H2 | Reserve.Generators | DynamicReserve | SK-H2 | Reserve.Generators | RegulatingReserve | SK-H2 | List.Generators | Hydro | SK-H2
SK-H3 | SK-H3 | #N/A | NAC | NAC | EGAT Hydro Dispatchable | EGAT Hydro Dispatchable | Hydro Reservoir | Hydro | Domestic Hydro | Hydro | #N/A | Optimal | 60 | 0.48 | 1 | 1 | 1 | 1 | 1 | 125 | 125 | 125 | 125 | 125 | #N/A | #N/A | #N/A | #N/A | #N/A | 8 | 40 | 0.1 | 0.5 | 0.5 | 60 | 60 | EGAT | #N/A | 1995 | 1995 | SK-H3 | EGAT Hydro Dispatchable | Generator.Nodes | SK-H3 | NAC | Generator.Fuels | SK-H3 | #N/A | Reserve.Generators | EGAT_reserve | SK-H3 | Reserve.Generators | DynamicReserve | SK-H3 | Reserve.Generators | RegulatingReserve | SK-H3 | List.Generators | Hydro | SK-H3
SK-H4 | SK-H4 | #N/A | NAC | NAC | EGAT Hydro Dispatchable | EGAT Hydro Dispatchable | Hydro Reservoir | Hydro | Domestic Hydro | Hydro | #N/A | Optimal | 60 | 0.48 | 1 | 1 | 1 | 1 | 1 | 125 | 125 | 125 | 125 | 125 | #N/A | #N/A | #N/A | #N/A | #N/A | 8 | 40 | 0.1 | 0.5 | 0.5 | 60 | 60 | EGAT | #N/A | 1995 | 1995 | SK-H4 | EGAT Hydro Dispatchable | Generator.Nodes | SK-H4 | NAC | Generator.Fuels | SK-H4 | #N/A | Reserve.Generators | EGAT_reserve | SK-H4 | Reserve.Generators | DynamicReserve | SK-H4 | Reserve.Generators | RegulatingReserve | SK-H4 | List.Generators | Hydro | SK-H4
TN-H1 | TN-H1 | #N/A | CAC-W | CAC | EGAT Hydro Dispatchable | EGAT Hydro Dispatchable | Hydro Reservoir | Hydro | Domestic Hydro | Hydro | #N/A | Optimal | 14 | 0.71795 | 1 | 1 | 1 | 1 | 1 | 19.5 | 19.5 | 19.5 | 19.5 | 19.5 | #N/A | #N/A | #N/A | #N/A | #N/A | 8 | 40 | 0.1 | 0.5 | 0.5 | 6.5 | 6.5 | EGAT | #N/A | 1982 | 1982 | TN-H1 | EGAT Hydro Dispatchable | Generator.Nodes | TN-H1 | CAC | Generator.Fuels | TN-H1 | #N/A | Reserve.Generators | EGAT_reserve | TN-H1 | Reserve.Generators | DynamicReserve | TN-H1 | Reserve.Generators | RegulatingReserve | TN-H1 | List.Generators | Hydro | TN-H1
TN-H2 | TN-H2 | #N/A | CAC-W | CAC | EGAT Hydro Dispatchable | EGAT Hydro Dispatchable | Hydro Reservoir | Hydro | Domestic Hydro | Hydro | #N/A | Optimal | 14 | 0.71795 | 1 | 1 | 1 | 1 | 1 | 19.5 | 19.5 | 19.5 | 19.5 | 19.5 | #N/A | #N/A | #N/A | #N/A | #N/A | 8 | 40 | 0.1 | 0.5 | 0.5 | 6.5 | 6.5 | EGAT | #N/A | 1982 | 1982 | TN-H2 | EGAT Hydro Dispatchable | Generator.Nodes | TN-H2 | CAC | Generator.Fuels | TN-H2 | #N/A | Reserve.Generators | EGAT_reserve | TN-H2 | Reserve.Generators | DynamicReserve | TN-H2 | Reserve.Generators | RegulatingReserve | TN-H2 | List.Generators | Hydro | TN-H2
VRK-H1 | VRK-H1 | #N/A | CAC-W | CAC | EGAT Hydro Dispatchable | EGAT Hydro Dispatchable | Hydro Reservoir | Hydro | Domestic Hydro | Hydro | #N/A | Optimal | 60 | 0.6 | 1 | 1 | 1 | 1 | 1 | 100 | 100 | 100 | 100 | 100 | #N/A | #N/A | #N/A | #N/A | #N/A | 8 | 40 | 0.1 | 0.5 | 0.5 | 60 | 60 | EGAT | #N/A | 1984 | 1984 | VRK-H1 | EGAT Hydro Dispatchable | Generator.Nodes | VRK-H1 | CAC | Generator.Fuels | VRK-H1 | #N/A | Reserve.Generators | EGAT_reserve | VRK-H1 | Reserve.Generators | DynamicReserve | VRK-H1 | Reserve.Generators | RegulatingReserve | VRK-H1 | List.Generators | Hydro | VRK-H1
VRK-H2 | VRK-H2 | #N/A | CAC-W | CAC | EGAT Hydro Dispatchable | EGAT Hydro Dispatchable | Hydro Reservoir | Hydro | Domestic Hydro | Hydro | #N/A | Optimal | 60 | 0.6 | 1 | 1 | 1 | 1 | 1 | 100 | 100 | 100 | 100 | 100 | #N/A | #N/A | #N/A | #N/A | #N/A | 8 | 40 | 0.1 | 0.5 | 0.5 | 60 | 60 | EGAT | #N/A | 1984 | 1984 | VRK-H2 | EGAT Hydro Dispatchable | Generator.Nodes | VRK-H2 | CAC | Generator.Fuels | VRK-H2 | #N/A | Reserve.Generators | EGAT_reserve | VRK-H2 | Reserve.Generators | DynamicReserve | VRK-H2 | Reserve.Generators | RegulatingReserve | VRK-H2 | List.Generators | Hydro | VRK-H2
VRK-H3 | VRK-H3 | #N/A | CAC-W | CAC | EGAT Hydro Dispatchable | EGAT Hydro Dispatchable | Hydro Reservoir | Hydro | Domestic Hydro | Hydro | #N/A | Optimal | 60 | 0.6 | 1 | 1 | 1 | 1 | 1 | 100 | 100 | 100 | 100 | 100 | #N/A | #N/A | #N/A | #N/A | #N/A | 8 | 40 | 0.1 | 0.5 | 0.5 | 60 | 60 | EGAT | #N/A | 1984 | 1984 | VRK-H3 | EGAT Hydro Dispatchable | Generator.Nodes | VRK-H3 | CAC | Generator.Fuels | VRK-H3 | #N/A | Reserve.Generators | EGAT_reserve | VRK-H3 | Reserve.Generators | DynamicReserve | VRK-H3 | Reserve.Generators | RegulatingReserve | VRK-H3 | List.Generators | Hydro | VRK-H3
LTK-P1_4 | LTK-P1_4 | #N/A | NEC | NEC | Pump | Pump | Hydro PSH | Hydro | Pump | Hydro | #N/A | Optimal | 180 | 0.72 | 4 | 4 | 4 | 4 | 4 | 250 | 250 | 250 | 250 | 250 | #N/A | #N/A | #N/A | #N/A | #N/A | 8 | 40 | 0.1 | 0.5 | 0.5 | 50 | 50 | EGAT | #N/A | 7/2004 | 2004 | LTK-P1_4 | Pump | Generator.Nodes | LTK-P1_4 | NEC | Generator.Fuels | LTK-P1_4 | #N/A | Reserve.Generators | EGAT_reserve | LTK-P1_4 | Reserve.Generators | DynamicReserve | LTK-P1_4 | Reserve.Generators | RegulatingReserve | LTK-P1_4 | List.Generators | Hydro | LTK-P1_4
BB-H8 | BB-H8 | #N/A | NAC | NAC | EGAT Hydro Dispatchable | EGAT Hydro Dispatchable | Hydro Reservoir | Hydro | Domestic Hydro | Hydro | #N/A | Optimal | 123 | 0.7193 | 1 | 1 | 1 | 1 | 1 | 171 | 171 | 171 | 171 | 171 | #N/A | #N/A | #N/A | #N/A | #N/A | 8 | 40 | 0.1 | 0.5 | 0.5 | 80 | 80 | EGAT | #N/A | 1982 | 1982 | BB-H8 | EGAT Hydro Dispatchable | Generator.Nodes | BB-H8 | NAC | Generator.Fuels | BB-H8 | #N/A | Reserve.Generators | EGAT_reserve | BB-H8 | Reserve.Generators | DynamicReserve | BB-H8 | Reserve.Generators | RegulatingReserve | BB-H8 | List.Generators | Hydro | BB-H8
SNR_H | SNR_H | #N/A | CAC-W | CAC | EGAT Hydro Dispatchable | EGAT Hydro Dispatchable | Hydro Reservoir | Hydro | Domestic Hydro | Hydro | #N/A | Optimal | 72 | 0.5 | 5 | 5 | 5 | 5 | 5 | 144 | 144 | 144 | 144 | 144 | #N/A | #N/A | #N/A | #N/A | #N/A | 8 | 40 | 0.1 | 0.5 | 0.5 | 70.2 | 70.2 | EGAT | #N/A | 1980 | 1980 | SNR_H | EGAT Hydro Dispatchable | Generator.Nodes | SNR_H | CAC | Generator.Fuels | SNR_H | #N/A | Reserve.Generators | EGAT_reserve | SNR_H | Reserve.Generators | DynamicReserve | SNR_H | Reserve.Generators | RegulatingReserve | SNR_H | List.Generators | Hydro | SNR_H
BPK-T3 | BPK-T3 | #N/A | CAC-E | CAC | EGAT Steam Turbine | EGAT Steam Turbine | Gas Steam 5 | Gas | Thermal | E EGAT GAS | E EGAT GAS | Optimal | 280 | 0.48611 | 1 | 1 | 0 | 0 | 0 | 576 | 576 | 576 | 576 | 576 | 9600 | 10.176 | 134113.85 | 542294.9 | 1840000 | 8 | 40 | 0.1 | 24 | 24 | 5 | 5 | EGAT | #N/A | 12/1992 | 1992 | BPK-T3 | EGAT Steam Turbine | Generator.Nodes | BPK-T3 | CAC | Generator.Fuels | BPK-T3 | E EGAT GAS | Reserve.Generators | EGAT_reserve | BPK-T3 | Reserve.Generators | DynamicReserve | BPK-T3 | Reserve.Generators | RegulatingReserve | BPK-T3 | List.Generators | Gas | BPK-T3
BPK-T4 | BPK-T4 | #N/A | CAC-E | CAC | EGAT Steam Turbine | EGAT Steam Turbine | Gas Steam 5 | Gas | Thermal | E EGAT GAS | E EGAT GAS | Optimal | 280 | 0.48611 | 1 | 1 | 0 | 0 | 0 | 576 | 576 | 576 | 576 | 576 | 9600 | 10.176 | 134113.85 | 542294.9 | 1840000 | 8 | 40 | 0.1 | 24 | 24 | 5 | 5 | EGAT | #N/A | 12/1992 | 1992 | BPK-T4 | EGAT Steam Turbine | Generator.Nodes | BPK-T4 | CAC | Generator.Fuels | BPK-T4 | E EGAT GAS | Reserve.Generators | EGAT_reserve | BPK-T4 | Reserve.Generators | DynamicReserve | BPK-T4 | Reserve.Generators | RegulatingReserve | BPK-T4 | List.Generators | Gas | BPK-T4
MMRP-T1 | MMRP-T1 | #N/A | NAC | NAC | EGAT Steam Turbine | EGAT Steam Turbine | Coal Subcritical 2 | Coal | Thermal | LIGNITE MM | LIGNITE MM | Optimal | 180 | 0.3 | 1 | 1 | 1 | 1 | 1 | 600 | 600 | 600 | 600 | 600 | 10581.2229 | 11.2161 | 1181789.34 | 2115256.18 | 3189250.98 | 8 | 40 | 0.1 | 2 | 2 | 12 | 12 | EGAT | #N/A | 9/2019 | 2019 | MMRP-T1 | EGAT Steam Turbine | Generator.Nodes | MMRP-T1 | NAC | Generator.Fuels | MMRP-T1 | LIGNITE MM | Reserve.Generators | EGAT_reserve | MMRP-T1 | Reserve.Generators | DynamicReserve | MMRP-T1 | Reserve.Generators | RegulatingReserve | MMRP-T1 | List.Generators | Coal | MMRP-T1
MM-T8 | MM-T8 | #N/A | NAC | NAC | EGAT Steam Turbine | EGAT Steam Turbine | Coal Subcritical 2 | Coal | Thermal | LIGNITE MM | LIGNITE MM | Optimal | 162 | 0.6 | 1 | 0 | 0 | 0 | 0 | 270 | 270 | 270 | 270 | 270 | 11071.0744 | 11.7353 | 1308682 | 1377560 | 2409000 | 8 | 40 | 0.1 | 24 | 24 | 2.5 | 2.5 | EGAT | #N/A | 7/1995 | 1995 | MM-T8 | EGAT Steam Turbine | Generator.Nodes | MM-T8 | NAC | Generator.Fuels | MM-T8 | LIGNITE MM | Reserve.Generators | EGAT_reserve | MM-T8 | Reserve.Generators | DynamicReserve | MM-T8 | Reserve.Generators | RegulatingReserve | MM-T8 | List.Generators | Coal | MM-T8
MM-T9 | MM-T9 | #N/A | NAC | NAC | EGAT Steam Turbine | EGAT Steam Turbine | Coal Subcritical 2 | Coal | Thermal | LIGNITE MM | LIGNITE MM | Optimal | 162 | 0.6 | 1 | 0 | 0 | 0 | 0 | 270 | 270 | 270 | 270 | 270 | 11071.0744 | 11.7353 | 1308682 | 1377560 | 2409000 | 8 | 40 | 0.1 | 24 | 24 | 2.5 | 2.5 | EGAT | #N/A | 7/1995 | 1995 | MM-T9 | EGAT Steam Turbine | Generator.Nodes | MM-T9 | NAC | Generator.Fuels | MM-T9 | LIGNITE MM | Reserve.Generators | EGAT_reserve | MM-T9 | Reserve.Generators | DynamicReserve | MM-T9 | Reserve.Generators | RegulatingReserve | MM-T9 | List.Generators | Coal | MM-T9
MM-T10 | MM-T10 | #N/A | NAC | NAC | EGAT Steam Turbine | EGAT Steam Turbine | Coal Subcritical 2 | Coal | Thermal | LIGNITE MM | LIGNITE MM | Optimal | 162 | 0.6 | 1 | 0 | 0 | 0 | 0 | 270 | 270 | 270 | 270 | 270 | 11071.0744 | 11.7353 | 1308682 | 1377560 | 2409000 | 8 | 40 | 0.1 | 24 | 24 | 2.5 | 2.5 | EGAT | #N/A | 7/1995 | 1995 | MM-T10 | EGAT Steam Turbine | Generator.Nodes | MM-T10 | NAC | Generator.Fuels | MM-T10 | LIGNITE MM | Reserve.Generators | EGAT_reserve | MM-T10 | Reserve.Generators | DynamicReserve | MM-T10 | Reserve.Generators | RegulatingReserve | MM-T10 | List.Generators | Coal | MM-T10
MM-T11 | MM-T11 | #N/A | NAC | NAC | EGAT Steam Turbine | EGAT Steam Turbine | Coal Subcritical 2 | Coal | Thermal | LIGNITE MM | LIGNITE MM | Optimal | 162 | 0.6 | 1 | 0 | 0 | 0 | 0 | 270 | 270 | 270 | 270 | 270 | 11071.0744 | 11.7353 | 1308682 | 1377560 | 2409000 | 8 | 40 | 0.1 | 24 | 24 | 2.5 | 2.5 | EGAT | #N/A | 7/1995 | 1995 | MM-T11 | EGAT Steam Turbine | Generator.Nodes | MM-T11 | NAC | Generator.Fuels | MM-T11 | LIGNITE MM | Reserve.Generators | EGAT_reserve | MM-T11 | Reserve.Generators | DynamicReserve | MM-T11 | Reserve.Generators | RegulatingReserve | MM-T11 | List.Generators | Coal | MM-T11
MM-T12 | MM-T12 | #N/A | NAC | NAC | EGAT Steam Turbine | EGAT Steam Turbine | Coal Subcritical 2 | Coal | Thermal | LIGNITE MM | LIGNITE MM | Optimal | 162 | 0.6 | 1 | 1 | 0 | 0 | 0 | 270 | 270 | 270 | 270 | 270 | 11071.0744 | 11.7353 | 1308682 | 1377560 | 2409000 | 8 | 40 | 0.1 | 24 | 24 | 2.5 | 2.5 | EGAT | #N/A | 7/1995 | 1995 | MM-T12 | EGAT Steam Turbine | Generator.Nodes | MM-T12 | NAC | Generator.Fuels | MM-T12 | LIGNITE MM | Reserve.Generators | EGAT_reserve | MM-T12 | Reserve.Generators | DynamicReserve | MM-T12 | Reserve.Generators | RegulatingReserve | MM-T12 | List.Generators | Coal | MM-T12
MM-T13 | MM-T13 | #N/A | NAC | NAC | EGAT Steam Turbine | EGAT Steam Turbine | Coal Subcritical 2 | Coal | Thermal | LIGNITE MM | LIGNITE MM | Optimal | 162 | 0.6 | 1 | 1 | 0 | 0 | 0 | 270 | 270 | 270 | 270 | 270 | 11071.0744 | 11.7353 | 1308682 | 1377560 | 2409000 | 8 | 40 | 0.1 | 24 | 24 | 2.5 | 2.5 | EGAT | #N/A | 7/1995 | 1995 | MM-T13 | EGAT Steam Turbine | Generator.Nodes | MM-T13 | NAC | Generator.Fuels | MM-T13 | LIGNITE MM | Reserve.Generators | EGAT_reserve | MM-T13 | Reserve.Generators | DynamicReserve | MM-T13 | Reserve.Generators | RegulatingReserve | MM-T13 | List.Generators | Coal | MM-T13
KA-T1 | KA-T1 | #N/A | SAC | SAC | EGAT Steam Turbine | EGAT Steam Turbine | Oil Steam 3 | Oil | Thermal | FUEL OIL | FUEL OIL | Optimal | 145 | 0.46032 | 1 | 1 | 1 | 0 | 0 | 315 | 315 | 315 | 315 | 315 | 10977 | 11.6356 | 190939.87 | 772226.88 | 4400000 | 8 | 40 | 0.1 | 24 | 4 | 3.4 | 3.4 | EGAT | #N/A | 1/2004 | 2004 | KA-T1 | EGAT Steam Turbine | Generator.Nodes | KA-T1 | SAC | Generator.Fuels | KA-T1 | FUEL OIL | Reserve.Generators | EGAT_reserve | KA-T1 | Reserve.Generators | DynamicReserve | KA-T1 | Reserve.Generators | RegulatingReserve | KA-T1 | List.Generators | Oil | KA-T1
BLCP-T1 | BLCP-T1 | #N/A | CAC-E | CAC | IPP Steam Turbine | IPP Steam Turbine | Coal Subcritical 5 | Coal | Thermal | Coal BLCP | Coal BLCP | Optimal | 161 | 0.23914 | 1 | 1 | 1 | 0 | 0 | 673.25 | 673.25 | 673.25 | 673.25 | 673.25 | 9076.8 | 9.6214 | 939276.98 | 1770413.52 | 5100000 | 8 | 40 | 0.1 | 2 | 4 | 15 | 15 | IPP | #N/A | 10/2006 | 2006 | BLCP-T1 | IPP Steam Turbine | Generator.Nodes | BLCP-T1 | CAC | Generator.Fuels | BLCP-T1 | Coal BLCP | Reserve.Generators | EGAT_reserve | BLCP-T1 | Reserve.Generators | DynamicReserve | BLCP-T1 | Reserve.Generators | RegulatingReserve | BLCP-T1 | List.Generators | Coal | BLCP-T1
BLCP-T2 | BLCP-T2 | #N/A | CAC-E | CAC | IPP Steam Turbine | IPP Steam Turbine | Coal Subcritical 5 | Coal | Thermal | Coal BLCP | Coal BLCP | Optimal | 161 | 0.23914 | 1 | 1 | 1 | 0 | 0 | 673.25 | 673.25 | 673.25 | 673.25 | 673.25 | 9076.8 | 9.6214 | 939276.98 | 1770413.52 | 5100000 | 8 | 40 | 0.1 | 2 | 4 | 15 | 15 | IPP | #N/A | 2/2007 | 2007 | BLCP-T2 | IPP Steam Turbine | Generator.Nodes | BLCP-T2 | CAC | Generator.Fuels | BLCP-T2 | Coal BLCP | Reserve.Generators | EGAT_reserve | BLCP-T2 | Reserve.Generators | DynamicReserve | BLCP-T2 | Reserve.Generators | RegulatingReserve | BLCP-T2 | List.Generators | Coal | BLCP-T2
GOC-T1 | GOC-T1 | #N/A | CAC-E | CAC | IPP Steam Turbine | IPP Steam Turbine | Coal Subcritical 5 | Coal | Thermal | Coal GOC | Coal GOC | Optimal | 210 | 0.31818 | 1 | 1 | 1 | 1 | 0 | 660 | 660 | 660 | 660 | 660 | 8957.3 | 9.4947 | 1127398.12 | 2601860.55 | 4400000 | 8 | 40 | 0.1 | 4 | 2 | 24 | 36 | IPP | #N/A | 5/2012 | 2012 | GOC-T1 | IPP Steam Turbine | Generator.Nodes | GOC-T1 | CAC | Generator.Fuels | GOC-T1 | Coal GOC | Reserve.Generators | EGAT_reserve | GOC-T1 | Reserve.Generators | DynamicReserve | GOC-T1 | Reserve.Generators | RegulatingReserve | GOC-T1 | List.Generators | Coal | GOC-T1
RB-T1 | RB-T1 | #N/A | CAC-W | CAC | IPP Steam Turbine | IPP Steam Turbine | Gas Steam 5 | Gas | Thermal | W GAS | W GAS | Optimal | 220 | 0.30556 | 1 | 1 | 0 | 0 | 0 | 720 | 720 | 720 | 720 | 720 | 9406.4 | 9.9708 | 180614.64 | 683660.68 | 2400000 | 8 | 40 | 0.1 | 24 | 12 | 37 | 37 | IPP | #N/A | 6/2000 | 2000 | RB-T1 | IPP Steam Turbine | Generator.Nodes | RB-T1 | CAC | Generator.Fuels | RB-T1 | W GAS | Reserve.Generators | EGAT_reserve | RB-T1 | Reserve.Generators | DynamicReserve | RB-T1 | Reserve.Generators | RegulatingReserve | RB-T1 | List.Generators | Gas | RB-T1
RB-T2 | RB-T2 | #N/A | CAC-W | CAC | IPP Steam Turbine | IPP Steam Turbine | Gas Steam 5 | Gas | Thermal | W GAS | W GAS | Optimal | 220 | 0.30556 | 1 | 1 | 0 | 0 | 0 | 720 | 720 | 720 | 720 | 720 | 9406.4 | 9.9708 | 180614.64 | 683660.68 | 2400000 | 8 | 40 | 0.1 | 24 | 12 | 37 | 37 | IPP | #N/A | 10/2000 | 2000 | RB-T2 | IPP Steam Turbine | Generator.Nodes | RB-T2 | CAC | Generator.Fuels | RB-T2 | W GAS | Reserve.Generators | EGAT_reserve | RB-T2 | Reserve.Generators | DynamicReserve | RB-T2 | Reserve.Generators | RegulatingReserve | RB-T2 | List.Generators | Gas | RB-T2
MMRP-T2 | MMRP-T2 | #N/A | NAC | NAC | EGAT Steam Turbine | EGAT Steam Turbine | Coal Subcritical 2 | Coal | Thermal | LIGNITE MM | LIGNITE MM | Optimal | 180 | 0.3 | 0 | 0 | 1 | 1 | 1 | 600 | 600 | 600 | 600 | 600 | 10581.2229 | 11.2161 | 1181789.34 | 2115256.18 | 3189250.98 | 8 | 40 | 0.1 | 2 | 2 | 12 | 12 | EGAT | #N/A | 1/2026 | 2026 | MMRP-T2 | EGAT Steam Turbine | Generator.Nodes | MMRP-T2 | NAC | Generator.Fuels | MMRP-T2 | LIGNITE MM | Reserve.Generators | EGAT_reserve | MMRP-T2 | Reserve.Generators | DynamicReserve | MMRP-T2 | Reserve.Generators | RegulatingReserve | MMRP-T2 | List.Generators | Coal | MMRP-T2
Ther1 | Ther1 | #N/A | CAC-E | CAC | Coal-New | Coal-New | Coal Supercritical 5 | Coal | Thermal | Coal BLCP | Coal BLCP | Optimal | 400 | 0.4 | 0 | 0 | 0 | 0 | 0 | 1000 | 1000 | 1000 | 1000 | 1000 | 9085.9 | 9.6311 | 127901.52 | 228927.84 | 345163.08 | 8 | 40 | 0.1 | 2 | 2 | 20 | 20 | Unknown | #N/A | 1/2033 | 2033 | Ther1 | Coal-New | Generator.Nodes | Ther1 | CAC | Generator.Fuels | Ther1 | Coal BLCP | Reserve.Generators | EGAT_reserve | Ther1 | Reserve.Generators | DynamicReserve | Ther1 | Reserve.Generators | RegulatingReserve | Ther1 | List.Generators | Coal | Ther1
Ther2 | Ther2 | #N/A | SAC | SAC | Coal-New | Coal-New | Coal Supercritical 5 | Coal | Thermal | Coal BLCP | Coal BLCP | Optimal | 400 | 0.4 | 0 | 0 | 0 | 0 | 0 | 1000 | 1000 | 1000 | 1000 | 1000 | 9085.9 | 9.6311 | 127901.52 | 228927.84 | 345163.08 | 8 | 40 | 0.1 | 2 | 2 | 20 | 20 | Unknown | #N/A | 1/2034 | 2034 | Ther2 | Coal-New | Generator.Nodes | Ther2 | SAC | Generator.Fuels | Ther2 | Coal BLCP | Reserve.Generators | EGAT_reserve | Ther2 | Reserve.Generators | DynamicReserve | Ther2 | Reserve.Generators | RegulatingReserve | Ther2 | List.Generators | Coal | Ther2
SB-C1 | SB-C1 | #N/A | MAC | MAC | EGAT CC_OCmode | EGAT CC_OCmode | Gas GT 3 | Gas | Combined Cycle | E EGAT GAS | E EGAT GAS | Optimal | 142 | 0.44937 | 0 | 0 | 0 | 0 | 0 | 316 | 316 | 316 | 316 | 316 | 7896.6 | 8.3704 | 497914.7 | 741811.5 | 950000 | 8 | 40 | 0.1 | 2 | 2 | 18 | 18 | EGAT | #N/A | 7/1994 | 1994 | SB-C1 | EGAT CC_OCmode | Generator.Nodes | SB-C1 | MAC | Generator.Fuels | SB-C1 | E EGAT GAS | Reserve.Generators | EGAT_reserve | SB-C1 | Reserve.Generators | DynamicReserve | SB-C1 | Reserve.Generators | RegulatingReserve | SB-C1 | List.Generators | Gas | SB-C1
SB-C2 | SB-C2 | #N/A | MAC | MAC | EGAT CC_OCmode | EGAT CC_OCmode | Gas GT 3 | Gas | Combined Cycle | LNG | LNG | Optimal | 210 | 0.37367 | 1 | 0 | 0 | 0 | 0 | 562 | 562 | 562 | 562 | 562 | 7529.1 | 7.9808 | 741227.2 | 1104638.75 | 1420000 | 8 | 40 | 0.1 | 5 | 4 | 18 | 18 | EGAT | #N/A | 12/1997 | 1997 | SB-C2 | EGAT CC_OCmode | Generator.Nodes | SB-C2 | MAC | Generator.Fuels | SB-C2 | LNG | Reserve.Generators | EGAT_reserve | SB-C2 | Reserve.Generators | DynamicReserve | SB-C2 | Reserve.Generators | RegulatingReserve | SB-C2 | List.Generators | Gas | SB-C2
NPO-C1 | NPO-C1 | #N/A | NEC | NEC | EGAT CC_OCmode | EGAT CC_OCmode | Gas GT 3 | Gas | Combined Cycle | N GAS | N GAS | Optimal | 120 | 0.36923 | 1 | 0 | 0 | 0 | 0 | 325 | 325 | 325 | 325 | 325 | 8309.1 | 8.8076 | 387731.26 | 577936 | 1072133.37 | 8 | 40 | 0.1 | 5 | 4 | 8 | 8 | EGAT | #N/A | 9/1992 | 1992 | NPO-C1 | EGAT CC_OCmode | Generator.Nodes | NPO-C1 | NEC | Generator.Fuels | NPO-C1 | N GAS | Reserve.Generators | EGAT_reserve | NPO-C1 | Reserve.Generators | DynamicReserve | NPO-C1 | Reserve.Generators | RegulatingReserve | NPO-C1 | List.Generators | Gas | NPO-C1
NPO-C2 | NPO-C2 | #N/A | NEC | NEC | EGAT CC_OCmode | EGAT CC_OCmode | Gas GT 3 | Gas | Combined Cycle | N GAS | N GAS | Optimal | 120 | 0.36923 | 1 | 0 | 0 | 0 | 0 | 325 | 325 | 325 | 325 | 325 | 8301.5 | 8.7996 | 387731.26 | 577936 | 1072133.37 | 8 | 40 | 0.1 | 5 | 4 | 8 | 8 | EGAT | #N/A | 4/1994 | 1994 | NPO-C2 | EGAT CC_OCmode | Generator.Nodes | NPO-C2 | NEC | Generator.Fuels | NPO-C2 | N GAS | Reserve.Generators | EGAT_reserve | NPO-C2 | Reserve.Generators | DynamicReserve | NPO-C2 | Reserve.Generators | RegulatingReserve | NPO-C2 | List.Generators | Gas | NPO-C2
WN-C3 | WN-C3 | #N/A | CAC-N | CAC | EGAT CC_OCmode | EGAT CC_OCmode | Gas GT 3 | Gas | Combined Cycle | E EGAT GAS | E EGAT GAS | Optimal | 170 | 0.24781 | 1 | 0 | 0 | 0 | 0 | 686 | 686 | 686 | 686 | 686 | 7281.4 | 7.7183 | 842205 | 1255103.2 | 1610000 | 8 | 40 | 0.1 | 5 | 2.5 | 35 | 35 | EGAT | #N/A | 3/1998 | 1998 | WN-C3 | EGAT CC_OCmode | Generator.Nodes | WN-C3 | CAC | Generator.Fuels | WN-C3 | E EGAT GAS | Reserve.Generators | EGAT_reserve | WN-C3 | Reserve.Generators | DynamicReserve | WN-C3 | Reserve.Generators | RegulatingReserve | WN-C3 | List.Generators | Gas | WN-C3
RB-C1 | RB-C1 | #N/A | CAC-W | CAC | IPP CC_OCmode | IPP CC_OCmode | Gas GT 3 | Gas | Combined Cycle | W GAS | W GAS | Optimal | 240 | 0.35036 | 1 | 1 | 0 | 0 | 0 | 685 | 685 | 685 | 685 | 685 | 7045 | 7.4677 | 931006.75 | 1386542.76 | 3100000 | 8 | 40 | 0.1 | 120 | 300 | 9 | 9 | IPP | #N/A | 4/2002 | 2002 | RB-C1 | IPP CC_OCmode | Generator.Nodes | RB-C1 | CAC | Generator.Fuels | RB-C1 | W GAS | Reserve.Generators | EGAT_reserve | RB-C1 | Reserve.Generators | DynamicReserve | RB-C1 | Reserve.Generators | RegulatingReserve | RB-C1 | List.Generators | Gas | RB-C1
RB-C2 | RB-C2 | #N/A | CAC-W | CAC | IPP CC_OCmode | IPP CC_OCmode | Gas GT 3 | Gas | Combined Cycle | W GAS | W GAS | Optimal | 240 | 0.35556 | 1 | 1 | 0 | 0 | 0 | 675 | 675 | 675 | 675 | 675 | 7035.8 | 7.4579 | 931006.75 | 1386542.76 | 3100000 | 8 | 40 | 0.1 | 120 | 300 | 9 | 9 | IPP | #N/A | 4/2002 | 2002 | RB-C2 | IPP CC_OCmode | Generator.Nodes | RB-C2 | CAC | Generator.Fuels | RB-C2 | W GAS | Reserve.Generators | EGAT_reserve | RB-C2 | Reserve.Generators | DynamicReserve | RB-C2 | Reserve.Generators | RegulatingReserve | RB-C2 | List.Generators | Gas | RB-C2
RB-C3 | RB-C3 | #N/A | CAC-W | CAC | IPP CC_OCmode | IPP CC_OCmode | Gas GT 3 | Gas | Combined Cycle | W GAS | W GAS | Optimal | 240 | 0.35242 | 1 | 1 | 0 | 0 | 0 | 681 | 681 | 681 | 681 | 681 | 7014.9 | 7.4358 | 931006.75 | 1386542.76 | 3.1 | 8 | 40 | 0.1 | 120 | 300 | 9 | 9 | IPP | #N/A | 11/2002 | 2002 | RB-C3 | IPP CC_OCmode | Generator.Nodes | RB-C3 | CAC | Generator.Fuels | RB-C3 | W GAS | Reserve.Generators | EGAT_reserve | RB-C3 | Reserve.Generators | DynamicReserve | RB-C3 | Reserve.Generators | RegulatingReserve | RB-C3 | List.Generators | Gas | RB-C3
BPK-C5 | BPK-C5 | #N/A | CAC-E | CAC | EGAT 2GT + ST | EGAT 2GT + ST | Gas CCGT 5 | Gas | Combined Cycle | E EGAT GAS | E EGAT GAS | Optimal | 200 | 0.28169 | 1 | 1 | 1 | 0 | 0 | 710 | 710 | 710 | 710 | 710 | 6933.7 | 7.3497 | 548947.17 | 731571.33 | 1100000 | 8 | 40 | 0.1 | 1 | 1 | 25 | 25 | EGAT | #N/A | 10/2009 | 2009 | BPK-C5 | EGAT 2GT + ST | Generator.Nodes | BPK-C5 | CAC | Generator.Fuels | BPK-C5 | E EGAT GAS | Reserve.Generators | EGAT_reserve | BPK-C5 | Reserve.Generators | DynamicReserve | BPK-C5 | Reserve.Generators | RegulatingReserve | BPK-C5 | List.Generators | Gas | BPK-C5
SB-C3 | SB-C3 | #N/A | MAC | MAC | EGAT 2GT + ST | EGAT 2GT + ST | Gas CCGT 5 | Gas | Combined Cycle | LNG | LNG | Optimal | 220 | 0.30986 | 1 | 1 | 1 | 0 | 0 | 710 | 710 | 710 | 710 | 710 | 7076 | 7.5006 | 544456.57 | 726264.25 | 1100000 | 8 | 40 | 0.1 | 1 | 2 | 32 | 32 | EGAT | #N/A | 3/2009 | 2009 | SB-C3 | EGAT 2GT + ST | Generator.Nodes | SB-C3 | MAC | Generator.Fuels | SB-C3 | LNG | Reserve.Generators | EGAT_reserve | SB-C3 | Reserve.Generators | DynamicReserve | SB-C3 | Reserve.Generators | RegulatingReserve | SB-C3 | List.Generators | Gas | SB-C3
WN-C4 | WN-C4 | #N/A | CAC-N | CAC | EGAT 2GT + ST | EGAT 2GT + ST | Gas CCGT 5 | Gas | Combined Cycle | E EGAT GAS | E EGAT GAS | Optimal | 220 | 0.29333 | 1 | 1 | 1 | 1 | 0 | 750 | 750 | 750 | 750 | 750 | 6690.1 | 7.0915 | 457766.27 | 624300.7 | 1900000 | 8 | 40 | 0.1 | 1 | 1 | 26 | 26 | EGAT | #N/A | 4/2014 | 2014 | WN-C4 | EGAT 2GT + ST | Generator.Nodes | WN-C4 | CAC | Generator.Fuels | WN-C4 | E EGAT GAS | Reserve.Generators | EGAT_reserve | WN-C4 | Reserve.Generators | DynamicReserve | WN-C4 | Reserve.Generators | RegulatingReserve | WN-C4 | List.Generators | Gas | WN-C4
CHN-C1 | CHN-C1 | #N/A | SAC | SAC | EGAT 2GT + ST | EGAT 2GT + ST | Gas CCGT 5 | Gas | Combined Cycle | J GAS | J GAS | Optimal | 200 | 0.28169 | 1 | 1 | 1 | 0 | 0 | 710 | 710 | 710 | 710 | 710 | 7075 | 7.4995 | 553739.64 | 737235.15 | 1100000 | 8 | 40 | 0.1 | 1 | 1 | 26 | 26 | EGAT | #N/A | 7/2008 | 2008 | CHN-C1 | EGAT 2GT + ST | Generator.Nodes | CHN-C1 | SAC | Generator.Fuels | CHN-C1 | J GAS | Reserve.Generators | EGAT_reserve | CHN-C1 | Reserve.Generators | DynamicReserve | CHN-C1 | Reserve.Generators | RegulatingReserve | CHN-C1 | List.Generators | Gas | CHN-C1
NB-C1 | NB-C1 | #N/A | MAC | MAC | EGAT 2GT + ST | EGAT 2GT + ST | Gas CCGT 5 | Gas | Combined Cycle | LNG | LNG | Optimal | 210 | 0.31343 | 1 | 1 | 1 | 0 | 0 | 670 | 670 | 670 | 670 | 670 | 7090.2858 | 7.5157 | 553894.13 | 737417.73 | 1100000 | 8 | 40 | 0.1 | 1 | 1 | 30 | 30 | EGAT | #N/A | 11/2010 | 2010 | NB-C1 | EGAT 2GT + ST | Generator.Nodes | NB-C1 | MAC | Generator.Fuels | NB-C1 | LNG | Reserve.Generators | EGAT_reserve | NB-C1 | Reserve.Generators | DynamicReserve | NB-C1 | Reserve.Generators | RegulatingReserve | NB-C1 | List.Generators | Gas | NB-C1
GPS-C1 | GPS-C1 | #N/A | CAC-E | CAC | IPP 2GT +ST | IPP 2GT +ST | Gas CCGT 5 | Gas | Combined Cycle | E IPP GAS | E IPP GAS | Optimal | 180 | 0.25714 | 1 | 1 | 0 | 0 | 0 | 700 | 700 | 700 | 700 | 700 | 7126.1 | 7.5537 | 1015421.2 | 1292373.2 | 1800000 | 8 | 40 | 0.1 | 1 | 2 | 15 | 15 | IPP | #N/A | 9/2000 | 2000 | GPS-C1 | IPP 2GT +ST | Generator.Nodes | GPS-C1 | CAC | Generator.Fuels | GPS-C1 | E IPP GAS | Reserve.Generators | EGAT_reserve | GPS-C1 | Reserve.Generators | DynamicReserve | GPS-C1 | Reserve.Generators | RegulatingReserve | GPS-C1 | List.Generators | Gas | GPS-C1
GPG-C1 | GPG-C1 | #N/A | CAC-N | CAC | IPP 2GT +ST | IPP 2GT +ST | Gas CCGT 5 | Gas | Combined Cycle | E IPP GAS | E IPP GAS | Optimal | 200 | 0.27248 | 1 | 1 | 1 | 0 | 0 | 734 | 734 | 734 | 734 | 734 | 7090 | 7.5154 | 677213.23 | 903728.36 | 1.098 | 8 | 40 | 0.1 | 2 | 1 | 20 | 20 | IPP | #N/A | 4/2007 | 2007 | GPG-C1 | IPP 2GT +ST | Generator.Nodes | GPG-C1 | CAC | Generator.Fuels | GPG-C1 | E IPP GAS | Reserve.Generators | EGAT_reserve | GPG-C1 | Reserve.Generators | DynamicReserve | GPG-C1 | Reserve.Generators | RegulatingReserve | GPG-C1 | List.Generators | Gas | GPG-C1
GPG-C2 | GPG-C2 | #N/A | CAC-N | CAC | IPP 2GT +ST | IPP 2GT +ST | Gas CCGT 5 | Gas | Combined Cycle | E IPP GAS | E IPP GAS | Optimal | 200 | 0.27248 | 1 | 1 | 1 | 0 | 0 | 734 | 734 | 734 | 734 | 734 | 7090 | 7.5154 | 677213.23 | 903728.36 | 1.098 | 8 | 40 | 0.1 | 2 | 1 | 20 | 20 | IPP | #N/A | 3/2008 | 2008 | GPG-C2 | IPP 2GT +ST | Generator.Nodes | GPG-C2 | CAC | Generator.Fuels | GPG-C2 | E IPP GAS | Reserve.Generators | EGAT_reserve | GPG-C2 | Reserve.Generators | DynamicReserve | GPG-C2 | Reserve.Generators | RegulatingReserve | GPG-C2 | List.Generators | Gas | GPG-C2
RPCL-C1 | RPCL-C1 | #N/A | CAC-W | CAC | IPP 2GT +ST | IPP 2GT +ST | Gas CCGT 5 | Gas | Combined Cycle | W GAS | W GAS | Optimal | 240 | 0.34286 | 1 | 1 | 1 | 0 | 0 | 700 | 700 | 700 | 700 | 700 | 7050.6 | 7.4736 | 647732.58 | 863616.22 | 1050492 | 8 | 40 | 0.1 | 1 | 2 | 32 | 32 | IPP | #N/A | 3/2008 | 2008 | RPCL-C1 | IPP 2GT +ST | Generator.Nodes | RPCL-C1 | CAC | Generator.Fuels | RPCL-C1 | W GAS | Reserve.Generators | EGAT_reserve | RPCL-C1 | Reserve.Generators | DynamicReserve | RPCL-C1 | Reserve.Generators | RegulatingReserve | RPCL-C1 | List.Generators | Gas | RPCL-C1
RPCL-C2 | RPCL-C2 | #N/A | CAC-W | CAC | IPP 2GT +ST | IPP 2GT +ST | Gas CCGT 5 | Gas | Combined Cycle | W GAS | W GAS | Optimal | 240 | 0.34286 | 1 | 1 | 1 | 0 | 0 | 700 | 700 | 700 | 700 | 700 | 7050.6 | 7.4736 | 647732.58 | 863616.22 | 1050492 | 8 | 40 | 0.1 | 1 | 2 | 32 | 32 | IPP | #N/A | 6/2008 | 2008 | RPCL-C2 | IPP 2GT +ST | Generator.Nodes | RPCL-C2 | CAC | Generator.Fuels | RPCL-C2 | W GAS | Reserve.Generators | EGAT_reserve | RPCL-C2 | Reserve.Generators | DynamicReserve | RPCL-C2 | Reserve.Generators | RegulatingReserve | RPCL-C2 | List.Generators | Gas | RPCL-C2
GNS-C1 | GNS-C1 | #N/A | CAC-N | CAC | IPP 2GT +ST | IPP 2GT +ST | Gas CCGT 5 | Gas | Combined Cycle | E IPP GAS | E IPP GAS | Optimal | 243 | 0.30375 | 1 | 1 | 1 | 1 | 0 | 800 | 800 | 800 | 800 | 800 | 6700.1313 | 7.1021 | 1154887.88 | 1282131.26 | 1900000 | 8 | 40 | 0.1 | 1 | 1 | 30 | 30 | IPP | #N/A | 6/2014 | 2014 | GNS-C1 | IPP 2GT +ST | Generator.Nodes | GNS-C1 | CAC | Generator.Fuels | GNS-C1 | E IPP GAS | Reserve.Generators | EGAT_reserve | GNS-C1 | Reserve.Generators | DynamicReserve | GNS-C1 | Reserve.Generators | RegulatingReserve | GNS-C1 | List.Generators | Gas | GNS-C1
GNS-C2 | GNS-C2 | #N/A | CAC-N | CAC | IPP 2GT +ST | IPP 2GT +ST | Gas CCGT 5 | Gas | Combined Cycle | E IPP GAS | E IPP GAS | Optimal | 243 | 0.30375 | 1 | 1 | 1 | 1 | 0 | 800 | 800 | 800 | 800 | 800 | 6700.1 | 7.1021 | 1154887.88 | 1282131.26 | 1900000 | 8 | 40 | 0.1 | 1 | 1 | 30 | 30 | IPP | #N/A | 12/2014 | 2014 | GNS-C2 | IPP 2GT +ST | Generator.Nodes | GNS-C2 | CAC | Generator.Fuels | GNS-C2 | E IPP GAS | Reserve.Generators | EGAT_reserve | GNS-C2 | Reserve.Generators | DynamicReserve | GNS-C2 | Reserve.Generators | RegulatingReserve | GNS-C2 | List.Generators | Gas | GNS-C2
GUT-C1 | GUT-C1 | #N/A | CAC-N | CAC | IPP 2GT +ST | IPP 2GT +ST | Gas CCGT 5 | Gas | Combined Cycle | E IPP GAS | E IPP GAS | Optimal | 243 | 0.30375 | 1 | 1 | 1 | 1 | 1 | 800 | 800 | 800 | 800 | 800 | 6700.1 | 7.1021 | 1129816.93 | 1264223.44 | 1900000 | 8 | 40 | 0.1 | 1 | 1 | 30 | 30 | IPP | #N/A | 6/2015 | 2015 | GUT-C1 | IPP 2GT +ST | Generator.Nodes | GUT-C1 | CAC | Generator.Fuels | GUT-C1 | E IPP GAS | Reserve.Generators | EGAT_reserve | GUT-C1 | Reserve.Generators | DynamicReserve | GUT-C1 | Reserve.Generators | RegulatingReserve | GUT-C1 | List.Generators | Gas | GUT-C1
GUT-C2 | GUT-C2 | #N/A | CAC-N | CAC | IPP 2GT +ST | IPP 2GT +ST | Gas CCGT 5 | Gas | Combined Cycle | E IPP GAS | E IPP GAS | Optimal | 243 | 0.30375 | 1 | 1 | 1 | 1 | 1 | 800 | 800 | 800 | 800 | 800 | 6700.1 | 7.1021 | 1129816.93 | 1264223.44 | 1900000 | 8 | 40 | 0.1 | 1 | 1 | 30 | 30 | IPP | #N/A | 12/2015 | 2015 | GUT-C2 | IPP 2GT +ST | Generator.Nodes | GUT-C2 | CAC | Generator.Fuels | GUT-C2 | E IPP GAS | Reserve.Generators | EGAT_reserve | GUT-C2 | Reserve.Generators | DynamicReserve | GUT-C2 | Reserve.Generators | RegulatingReserve | GUT-C2 | List.Generators | Gas | GUT-C2
TECO-C1 | TECO-C1 | #N/A | CAC-W | CAC | IPP 2GT +ST | IPP 2GT +ST | Gas CCGT 5 | Gas | Combined Cycle | W GAS | W GAS | Optimal | 250 | 0.35714 | 0 | 0 | 0 | 0 | 0 | 700 | 700 | 700 | 700 | 700 | 7157.1 | 7.5865 | 179293.56 | 231669.19 | 420000 | 8 | 40 | 0.1 | 0 | 0.9 | 18.3 | 29.7 | IPP | #N/A | 7/2000 | 2000 | TECO-C1 | IPP 2GT +ST | Generator.Nodes | TECO-C1 | CAC | Generator.Fuels | TECO-C1 | W GAS | Reserve.Generators | EGAT_reserve | TECO-C1 | Reserve.Generators | DynamicReserve | TECO-C1 | Reserve.Generators | RegulatingReserve | TECO-C1 | List.Generators | Gas | TECO-C1
CHN-S21 | CHN-S21 | #N/A | SAC | SAC | EGAT SingleShaft | EGAT SingleShaft | Gas CCGT 3 | Gas | Combined Cycle | J GAS | J GAS | Optimal | 232 | 0.60574 | 1 | 1 | 1 | 1 | 0 | 383 | 383 | 383 | 383 | 383 | 6690.1 | 7.0915 | 1537390.35 | 966837.96 | 1770000 | 8 | 40 | 0.1 | 1 | 1 | 13 | 13 | EGAT | #N/A | 7/2014 | 2014 | CHN-S21 | EGAT SingleShaft | Generator.Nodes | CHN-S21 | SAC | Generator.Fuels | CHN-S21 | J GAS | Reserve.Generators | EGAT_reserve | CHN-S21 | Reserve.Generators | DynamicReserve | CHN-S21 | Reserve.Generators | RegulatingReserve | CHN-S21 | List.Generators | Gas | CHN-S21
CHN-S22 | CHN-S22 | #N/A | SAC | SAC | EGAT SingleShaft | EGAT SingleShaft | Gas CCGT 3 | Gas | Combined Cycle | J GAS | J GAS | Optimal | 232 | 0.60574 | 1 | 1 | 1 | 1 | 0 | 383 | 383 | 383 | 383 | 383 | 6690.1 | 7.0915 | 1537390.35 | 966837.96 | 1770000 | 8 | 40 | 0.1 | 1 | 1 | 13 | 13 | EGAT | #N/A | 7/2014 | 2014 | CHN-S22 | EGAT SingleShaft | Generator.Nodes | CHN-S22 | SAC | Generator.Fuels | CHN-S22 | J GAS | Reserve.Generators | EGAT_reserve | CHN-S22 | Reserve.Generators | DynamicReserve | CHN-S22 | Reserve.Generators | RegulatingReserve | CHN-S22 | List.Generators | Gas | CHN-S22
NB-S21 | NB-S21 | #N/A | MAC | MAC | EGAT SingleShaft | EGAT SingleShaft | Gas CCGT 3 | Gas | Combined Cycle | LNG | LNG | Optimal | 254 | 0.61353 | 1 | 1 | 1 | 1 | 1 | 414 | 414 | 414 | 414 | 414 | 6693.2 | 7.0948 | 726624.52 | 857885.34 | 1770000 | 8 | 40 | 0.1 | 2 | 1 | 16.5 | 16.5 | EGAT | #N/A | 1/2016 | 2016 | NB-S21 | EGAT SingleShaft | Generator.Nodes | NB-S21 | MAC | Generator.Fuels | NB-S21 | LNG | Reserve.Generators | EGAT_reserve | NB-S21 | Reserve.Generators | DynamicReserve | NB-S21 | Reserve.Generators | RegulatingReserve | NB-S21 | List.Generators | Gas | NB-S21
NB-S22 | NB-S22 | #N/A | MAC | MAC | EGAT SingleShaft | EGAT SingleShaft | Gas CCGT 3 | Gas | Combined Cycle | LNG | LNG | Optimal | 254 | 0.61353 | 1 | 1 | 1 | 1 | 1 | 414 | 414 | 414 | 414 | 414 | 6693.2 | 7.0948 | 726624.52 | 857885.34 | 1770000 | 8 | 40 | 0.1 | 2 | 1 | 16.5 | 16.5 | EGAT | #N/A | 1/2016 | 2016 | NB-S22 | EGAT SingleShaft | Generator.Nodes | NB-S22 | MAC | Generator.Fuels | NB-S22 | LNG | Reserve.Generators | EGAT_reserve | NB-S22 | Reserve.Generators | DynamicReserve | NB-S22 | Reserve.Generators | RegulatingReserve | NB-S22 | List.Generators | Gas | NB-S22
GLOW1 | GLOW1 | #N/A | CAC-E | CAC | IPP SingleShaft | IPP SingleShaft | Gas CCGT 3 | Gas | Combined Cycle | E IPP GAS | E IPP GAS | Optimal | 210 | 0.58906 | 1 | 1 | 0 | 0 | 0 | 356.5 | 356.5 | 356.5 | 356.5 | 356.5 | 7035.5 | 7.4576 | 244756.83 | 270061.59 | 460000 | 8 | 40 | 0.1 | 4 | 2 | 7.5 | 7.5 | IPP | #N/A | 1/2003 | 2003 | GLOW1 | IPP SingleShaft | Generator.Nodes | GLOW1 | CAC | Generator.Fuels | GLOW1 | E IPP GAS | Reserve.Generators | EGAT_reserve | GLOW1 | Reserve.Generators | DynamicReserve | GLOW1 | Reserve.Generators | RegulatingReserve | GLOW1 | List.Generators | Gas | GLOW1
GLOW2 | GLOW2 | #N/A | CAC-E | CAC | IPP SingleShaft | IPP SingleShaft | Gas CCGT 3 | Gas | Combined Cycle | E IPP GAS | E IPP GAS | Optimal | 210 | 0.58906 | 1 | 1 | 0 | 0 | 0 | 356.5 | 356.5 | 356.5 | 356.5 | 356.5 | 7035.5 | 7.4576 | 244756.83 | 270061.59 | 460000 | 8 | 40 | 0.1 | 4 | 2 | 7.5 | 7.5 | IPP | #N/A | 1/2003 | 2003 | GLOW2 | IPP SingleShaft | Generator.Nodes | GLOW2 | CAC | Generator.Fuels | GLOW2 | E IPP GAS | Reserve.Generators | EGAT_reserve | GLOW2 | Reserve.Generators | DynamicReserve | GLOW2 | Reserve.Generators | RegulatingReserve | GLOW2 | List.Generators | Gas | GLOW2
EPEC-S1 | EPEC-S1 | #N/A | CAC-E | CAC | IPP SingleShaft | IPP SingleShaft | Gas CCGT 3 | Gas | Combined Cycle | E IPP GAS | E IPP GAS | Optimal | 200 | 0.57143 | 1 | 0 | 0 | 0 | 0 | 350 | 350 | 350 | 350 | 350 | 6950 | 7.367 | 455486.85 | 651600.98 | 670000 | 8 | 40 | 0.1 | 4 | 2 | 7.5 | 7.5 | IPP | #N/A | 3/2003 | 2003 | EPEC-S1 | IPP SingleShaft | Generator.Nodes | EPEC-S1 | CAC | Generator.Fuels | EPEC-S1 | E IPP GAS | Reserve.Generators | EGAT_reserve | EPEC-S1 | Reserve.Generators | DynamicReserve | EPEC-S1 | Reserve.Generators | RegulatingReserve | EPEC-S1 | List.Generators | Gas | EPEC-S1
KN-S21 | KN-S21 | #N/A | SAC | SAC | IPP SingleShaft | IPP SingleShaft | Gas CCGT 3 | Gas | Combined Cycle | K GAS | K GAS | Optimal | 270 | 0.58065 | 1 | 1 | 1 | 1 | 1 | 465 | 465 | 465 | 465 | 465 | 6600 | 6.996 | 1307300.46 | 780614.83 | 1309500.5 | 8 | 40 | 0.1 | 1 | 2 | 15 | 5 | IPP | #N/A | 6/2016 | 2016 | KN-S21 | IPP SingleShaft | Generator.Nodes | KN-S21 | SAC | Generator.Fuels | KN-S21 | K GAS | Reserve.Generators | EGAT_reserve | KN-S21 | Reserve.Generators | DynamicReserve | KN-S21 | Reserve.Generators | RegulatingReserve | KN-S21 | List.Generators | Gas | KN-S21
KN-S22 | KN-S22 | #N/A | SAC | SAC | IPP SingleShaft | IPP SingleShaft | Gas CCGT 3 | Gas | Combined Cycle | K GAS | K GAS | Optimal | 270 | 0.58065 | 1 | 1 | 1 | 1 | 1 | 465 | 465 | 465 | 465 | 465 | 6600 | 6.996 | 1307300.46 | 780614.83 | 1309500.5 | 8 | 40 | 0.1 | 1 | 2 | 15 | 5 | IPP | #N/A | 6/2016 | 2016 | KN-S22 | IPP SingleShaft | Generator.Nodes | KN-S22 | SAC | Generator.Fuels | KN-S22 | K GAS | Reserve.Generators | EGAT_reserve | KN-S22 | Reserve.Generators | DynamicReserve | KN-S22 | Reserve.Generators | RegulatingReserve | KN-S22 | List.Generators | Gas | KN-S22
BPKRP1-S11 | BPKRP1-S11 | #N/A | CAC-E | CAC | EGAT SingleShaft | EGAT SingleShaft | Gas CCGT 3 | Gas | Combined Cycle | E EGAT GAS | E EGAT GAS | Optimal | 389 | 0.56133 | 0 | 1 | 1 | 1 | 1 | 693 | 693 | 693 | 693 | 693 | 6346 | 6.7268 | 591458.0926 | 134432.1852 | 223980.5478 | 8 | 40 | 0.1 | 1 | 1 | 35 | 35 | EGAT | #N/A | 1/2022 | 2022 | BPKRP1-S11 | EGAT SingleShaft | Generator.Nodes | BPKRP1-S11 | CAC | Generator.Fuels | BPKRP1-S11 | E EGAT GAS | Reserve.Generators | EGAT_reserve | BPKRP1-S11 | Reserve.Generators | DynamicReserve | BPKRP1-S11 | Reserve.Generators | RegulatingReserve | BPKRP1-S11 | List.Generators | Gas | BPKRP1-S11
BPKRP1-S12 | BPKRP1-S12 | #N/A | CAC-E | CAC | EGAT SingleShaft | EGAT SingleShaft | Gas CCGT 3 | Gas | Combined Cycle | E EGAT GAS | E EGAT GAS | Optimal | 389 | 0.56133 | 0 | 1 | 1 | 1 | 1 | 693 | 693 | 693 | 693 | 693 | 6340 | 6.7204 | 591458.0926 | 134432.1852 | 223980.5478 | 8 | 40 | 0.1 | 1 | 1 | 35 | 35 | EGAT | #N/A | 2/2022 | 2022 | BPKRP1-S12 | EGAT SingleShaft | Generator.Nodes | BPKRP1-S12 | CAC | Generator.Fuels | BPKRP1-S12 | E EGAT GAS | Reserve.Generators | EGAT_reserve | BPKRP1-S12 | Reserve.Generators | DynamicReserve | BPKRP1-S12 | Reserve.Generators | RegulatingReserve | BPKRP1-S12 | List.Generators | Gas | BPKRP1-S12
SBRP1-S11 | SBRP1-S11 | #N/A | MAC | MAC | EGAT SingleShaft | EGAT SingleShaft | Gas CCGT 3 | Gas | Combined Cycle | LNG | LNG | Optimal | 370 | 0.60656 | 1 | 1 | 1 | 1 | 1 | 610 | 610 | 610 | 610 | 610 | 6318.6316 | 6.6977 | 591458.0926 | 134432.1852 | 223980.5478 | 8 | 40 | 0.1 | 1 | 1 | 25 | 30 | EGAT | #N/A | 12/2019 | 2019 | SBRP1-S11 | EGAT SingleShaft | Generator.Nodes | SBRP1-S11 | MAC | Generator.Fuels | SBRP1-S11 | LNG | Reserve.Generators | EGAT_reserve | SBRP1-S11 | Reserve.Generators | DynamicReserve | SBRP1-S11 | Reserve.Generators | RegulatingReserve | SBRP1-S11 | List.Generators | Gas | SBRP1-S11
SBRP1-S12 | SBRP1-S12 | #N/A | MAC | MAC | EGAT SingleShaft | EGAT SingleShaft | Gas CCGT 3 | Gas | Combined Cycle | LNG | LNG | Optimal | 370 | 0.60656 | 1 | 1 | 1 | 1 | 1 | 610 | 610 | 610 | 610 | 610 | 6318.6 | 6.6977 | 591458.0926 | 134432.1852 | 223980.5478 | 8 | 40 | 0.1 | 1 | 1 | 25 | 30 | EGAT | #N/A | 12/2019 | 2019 | SBRP1-S12 | EGAT SingleShaft | Generator.Nodes | SBRP1-S12 | MAC | Generator.Fuels | SBRP1-S12 | LNG | Reserve.Generators | EGAT_reserve | SBRP1-S12 | Reserve.Generators | DynamicReserve | SBRP1-S12 | Reserve.Generators | RegulatingReserve | SBRP1-S12 | List.Generators | Gas | SBRP1-S12
GSRC-S11 | GSRC-S11 | #N/A | CAC-E | CAC | IPP SingleShaft | IPP SingleShaft | Gas CCGT 3 | Gas | Combined Cycle | LNG | LNG | Optimal | 375 | 0.6 | 1 | 1 | 1 | 1 | 1 | 625 | 625 | 625 | 625 | 625 | 6353 | 6.7342 | 591458.0926 | 134432.1852 | 223980.5478 | 8 | 40 | 0.1 | 1 | 2 | 25 | 25 | IPP | #N/A | 3/2021 | 2021 | GSRC-S11 | IPP SingleShaft | Generator.Nodes | GSRC-S11 | CAC | Generator.Fuels | GSRC-S11 | LNG | Reserve.Generators | EGAT_reserve | GSRC-S11 | Reserve.Generators | DynamicReserve | GSRC-S11 | Reserve.Generators | RegulatingReserve | GSRC-S11 | List.Generators | Gas | GSRC-S11
GSRC-S12 | GSRC-S12 | #N/A | CAC-E | CAC | IPP SingleShaft | IPP SingleShaft | Gas CCGT 3 | Gas | Combined Cycle | LNG | LNG | Optimal | 375 | 0.6 | 1 | 1 | 1 | 1 | 1 | 625 | 625 | 625 | 625 | 625 | 6353 | 6.7342 | 591458.0926 | 134432.1852 | 223980.5478 | 8 | 40 | 0.1 | 1 | 2 | 25 | 25 | IPP | #N/A | 10/2021 | 2021 | GSRC-S12 | IPP SingleShaft | Generator.Nodes | GSRC-S12 | CAC | Generator.Fuels | GSRC-S12 | LNG | Reserve.Generators | EGAT_reserve | GSRC-S12 | Reserve.Generators | DynamicReserve | GSRC-S12 | Reserve.Generators | RegulatingReserve | GSRC-S12 | List.Generators | Gas | GSRC-S12
GSRC-S21 | GSRC-S21 | #N/A | CAC-E | CAC | IPP SingleShaft | IPP SingleShaft | Gas CCGT 3 | Gas | Combined Cycle | LNG | LNG | Optimal | 375 | 0.6 | 0 | 1 | 1 | 1 | 1 | 625 | 625 | 625 | 625 | 625 | 6353 | 6.7342 | 591458.0926 | 134432.1852 | 223980.5478 | 8 | 40 | 0.1 | 1 | 2 | 25 | 25 | IPP | #N/A | 3/2022 | 2022 | GSRC-S21 | IPP SingleShaft | Generator.Nodes | GSRC-S21 | CAC | Generator.Fuels | GSRC-S21 | LNG | Reserve.Generators | EGAT_reserve | GSRC-S21 | Reserve.Generators | DynamicReserve | GSRC-S21 | Reserve.Generators | RegulatingReserve | GSRC-S21 | List.Generators | Gas | GSRC-S21
GSRC-S22 | GSRC-S22 | #N/A | CAC-E | CAC | IPP SingleShaft | IPP SingleShaft | Gas CCGT 3 | Gas | Combined Cycle | LNG | LNG | Optimal | 375 | 0.6 | 0 | 1 | 1 | 1 | 1 | 625 | 625 | 625 | 625 | 625 | 6353 | 6.7342 | 591458.0926 | 134432.1852 | 223980.5478 | 8 | 40 | 0.1 | 1 | 2 | 25 | 25 | IPP | #N/A | 10/2022 | 2022 | GSRC-S22 | IPP SingleShaft | Generator.Nodes | GSRC-S22 | CAC | Generator.Fuels | GSRC-S22 | LNG | Reserve.Generators | EGAT_reserve | GSRC-S22 | Reserve.Generators | DynamicReserve | GSRC-S22 | Reserve.Generators | RegulatingReserve | GSRC-S22 | List.Generators | Gas | GSRC-S22
GPD-S11 | GPD-S11 | #N/A | CAC-E | CAC | IPP SingleShaft | IPP SingleShaft | Gas CCGT 3 | Gas | Combined Cycle | LNG | LNG | Optimal | 375 | 0.6 | 0 | 1 | 1 | 1 | 1 | 625 | 625 | 625 | 625 | 625 | 6353 | 6.7342 | 591458.0926 | 134432.1852 | 223980.5478 | 8 | 40 | 0.1 | 1 | 2 | 25 | 25 | IPP | #N/A | 3/2023 | 2023 | GPD-S11 | IPP SingleShaft | Generator.Nodes | GPD-S11 | CAC | Generator.Fuels | GPD-S11 | LNG | Reserve.Generators | EGAT_reserve | GPD-S11 | Reserve.Generators | DynamicReserve | GPD-S11 | Reserve.Generators | RegulatingReserve | GPD-S11 | List.Generators | Gas | GPD-S11
GPD-S12 | GPD-S12 | #N/A | CAC-E | CAC | IPP SingleShaft | IPP SingleShaft | Gas CCGT 3 | Gas | Combined Cycle | LNG | LNG | Optimal | 375 | 0.6 | 0 | 1 | 1 | 1 | 1 | 625 | 625 | 625 | 625 | 625 | 6353 | 6.7342 | 591458.0926 | 134432.1852 | 223980.5478 | 8 | 40 | 0.1 | 1 | 2 | 25 | 25 | IPP | #N/A | 10/2023 | 2023 | GPD-S12 | IPP SingleShaft | Generator.Nodes | GPD-S12 | CAC | Generator.Fuels | GPD-S12 | LNG | Reserve.Generators | EGAT_reserve | GPD-S12 | Reserve.Generators | DynamicReserve | GPD-S12 | Reserve.Generators | RegulatingReserve | GPD-S12 | List.Generators | Gas | GPD-S12
GPD-S21 | GPD-S21 | #N/A | CAC-E | CAC | IPP SingleShaft | IPP SingleShaft | Gas CCGT 3 | Gas | Combined Cycle | LNG | LNG | Optimal | 375 | 0.6 | 0 | 1 | 1 | 1 | 1 | 625 | 625 | 625 | 625 | 625 | 6353 | 6.7342 | 591458.0926 | 134432.1852 | 223980.5478 | 8 | 40 | 0.1 | 1 | 2 | 25 | 25 | IPP | #N/A | 3/2024 | 2024 | GPD-S21 | IPP SingleShaft | Generator.Nodes | GPD-S21 | CAC | Generator.Fuels | GPD-S21 | LNG | Reserve.Generators | EGAT_reserve | GPD-S21 | Reserve.Generators | DynamicReserve | GPD-S21 | Reserve.Generators | RegulatingReserve | GPD-S21 | List.Generators | Gas | GPD-S21
GPD-S22 | GPD-S22 | #N/A | CAC-E | CAC | IPP SingleShaft | IPP SingleShaft | Gas CCGT 3 | Gas | Combined Cycle | LNG | LNG | Optimal | 375 | 0.6 | 0 | 1 | 1 | 1 | 1 | 625 | 625 | 625 | 625 | 625 | 6353 | 6.7342 | 591458.0926 | 134432.1852 | 223980.5478 | 8 | 40 | 0.1 | 1 | 2 | 25 | 25 | IPP | #N/A | 10/2024 | 2024 | GPD-S22 | IPP SingleShaft | Generator.Nodes | GPD-S22 | CAC | Generator.Fuels | GPD-S22 | LNG | Reserve.Generators | EGAT_reserve | GPD-S22 | Reserve.Generators | DynamicReserve | GPD-S22 | Reserve.Generators | RegulatingReserve | GPD-S22 | List.Generators | Gas | GPD-S22
HK-S1 | HK-S1 | #N/A | CAC-W | CAC | IPP SingleShaft | IPP SingleShaft | Gas CCGT 3 | Gas | Combined Cycle | LNG | LNG | Optimal | 420 | 0.6 | 0 | 1 | 1 | 1 | 1 | 700 | 700 | 700 | 700 | 700 | 6236.2133 | 6.6104 | 591458.0926 | 134432.1852 | 223980.5478 | 8 | 40 | 0.1 | 1 | 2 | 25 | 25 | IPP | #N/A | 1/2024 | 2024 | HK-S1 | IPP SingleShaft | Generator.Nodes | HK-S1 | CAC | Generator.Fuels | HK-S1 | LNG | Reserve.Generators | EGAT_reserve | HK-S1 | Reserve.Generators | DynamicReserve | HK-S1 | Reserve.Generators | RegulatingReserve | HK-S1 | List.Generators | Gas | HK-S1
HK-S2 | HK-S2 | #N/A | CAC-W | CAC | IPP SingleShaft | IPP SingleShaft | Gas CCGT 3 | Gas | Combined Cycle | LNG | LNG | Optimal | 420 | 0.6 | 0 | 1 | 1 | 1 | 1 | 700 | 700 | 700 | 700 | 700 | 6236.2133 | 6.6104 | 591458.0926 | 134432.1852 | 223980.5478 | 8 | 40 | 0.1 | 1 | 2 | 25 | 25 | IPP | #N/A | 1/2025 | 2025 | HK-S2 | IPP SingleShaft | Generator.Nodes | HK-S2 | CAC | Generator.Fuels | HK-S2 | LNG | Reserve.Generators | EGAT_reserve | HK-S2 | Reserve.Generators | DynamicReserve | HK-S2 | Reserve.Generators | RegulatingReserve | HK-S2 | List.Generators | Gas | HK-S2
NPO-RP1 | NPO-RP1 | #N/A | NEC | NEC | EGAT SingleShaft | EGAT SingleShaft | Gas CCGT 3 | Gas | Combined Cycle | N GAS | N GAS | Optimal | 390 | 0.6 | 0 | 1 | 1 | 1 | 1 | 650 | 650 | 650 | 650 | 650 | 6300 | 6.678 | 591458.0926 | 134432.1852 | 223980.5478 | 8 | 40 | 0.1 | 1 | 2 | 25 | 25 | EGAT | #N/A | 1/2025 | 2025 | NPO-RP1 | EGAT SingleShaft | Generator.Nodes | NPO-RP1 | NEC | Generator.Fuels | NPO-RP1 | N GAS | Reserve.Generators | EGAT_reserve | NPO-RP1 | Reserve.Generators | DynamicReserve | NPO-RP1 | Reserve.Generators | RegulatingReserve | NPO-RP1 | List.Generators | Gas | NPO-RP1
SB1 | SB1 | #N/A | MAC | MAC | EGAT SingleShaft | EGAT SingleShaft | Gas CCGT 3 | Gas | Combined Cycle | LNG | LNG | Optimal | 420 | 0.6 | 0 | 0 | 1 | 1 | 1 | 700 | 700 | 700 | 700 | 700 | 6300 | 6.678 | 591458.0926 | 134432.1852 | 223980.5478 | 8 | 40 | 0.1 | 1 | 2 | 25 | 25 | EGAT | #N/A | 1/2026 | 2026 | SB1 | EGAT SingleShaft | Generator.Nodes | SB1 | MAC | Generator.Fuels | SB1 | LNG | Reserve.Generators | EGAT_reserve | SB1 | Reserve.Generators | DynamicReserve | SB1 | Reserve.Generators | RegulatingReserve | SB1 | List.Generators | Gas | SB1
SRT1 | SRT1 | #N/A | SAC | SAC | EGAT SingleShaft | EGAT SingleShaft | Gas CCGT 3 | Gas | Combined Cycle | LNG | LNG | Optimal | 420 | 0.6 | 0 | 0 | 1 | 1 | 1 | 700 | 700 | 700 | 700 | 700 | 6200 | 6.572 | 591458.0926 | 134432.1852 | 223980.5478 | 8 | 40 | 0.1 | 1 | 2 | 25 | 25 | EGAT | #N/A | 1/2027 | 2027 | SRT1 | EGAT SingleShaft | Generator.Nodes | SRT1 | SAC | Generator.Fuels | SRT1 | LNG | Reserve.Generators | EGAT_reserve | SRT1 | Reserve.Generators | DynamicReserve | SRT1 | Reserve.Generators | RegulatingReserve | SRT1 | List.Generators | Gas | SRT1
SB2 | SB2 | #N/A | MAC | MAC | EGAT SingleShaft | EGAT SingleShaft | Gas CCGT 3 | Gas | Combined Cycle | LNG | LNG | Optimal | 420 | 0.6 | 0 | 0 | 1 | 1 | 1 | 700 | 700 | 700 | 700 | 700 | 6300 | 6.678 | 591458.0926 | 134432.1852 | 223980.5478 | 8 | 40 | 0.1 | 1 | 2 | 25 | 25 | EGAT | #N/A | 1/2027 | 2027 | SB2 | EGAT SingleShaft | Generator.Nodes | SB2 | MAC | Generator.Fuels | SB2 | LNG | Reserve.Generators | EGAT_reserve | SB2 | Reserve.Generators | DynamicReserve | SB2 | Reserve.Generators | RegulatingReserve | SB2 | List.Generators | Gas | SB2
SB3 | SB3 | #N/A | MAC | MAC | EGAT SingleShaft | EGAT SingleShaft | Gas CCGT 3 | Gas | Combined Cycle | LNG | LNG | Optimal | 420 | 0.6 | 0 | 0 | 1 | 1 | 1 | 700 | 700 | 700 | 700 | 700 | 6300 | 6.678 | 591458.0926 | 134432.1852 | 223980.5478 | 8 | 40 | 0.1 | 1 | 2 | 25 | 25 | EGAT | #N/A | 1/2027 | 2027 | SB3 | EGAT SingleShaft | Generator.Nodes | SB3 | MAC | Generator.Fuels | SB3 | LNG | Reserve.Generators | EGAT_reserve | SB3 | Reserve.Generators | DynamicReserve | SB3 | Reserve.Generators | RegulatingReserve | SB3 | List.Generators | Gas | SB3
NB | NB | #N/A | MAC | MAC | EGAT SingleShaft | EGAT SingleShaft | Gas CCGT 3 | Gas | Combined Cycle | LNG | LNG | Optimal | 420 | 0.6 | 0 | 0 | 1 | 1 | 1 | 700 | 700 | 700 | 700 | 700 | 6300 | 6.678 | 591458.0926 | 134432.1852 | 223980.5478 | 8 | 40 | 0.1 | 1 | 2 | 25 | 25 | EGAT | #N/A | 1/2028 | 2028 | NB | EGAT SingleShaft | Generator.Nodes | NB | MAC | Generator.Fuels | NB | LNG | Reserve.Generators | EGAT_reserve | NB | Reserve.Generators | DynamicReserve | NB | Reserve.Generators | RegulatingReserve | NB | List.Generators | Gas | NB
SRT2 | SRT2 | #N/A | SAC | SAC | EGAT SingleShaft | EGAT SingleShaft | Gas CCGT 3 | Gas | Combined Cycle | LNG | LNG | Optimal | 420 | 0.6 | 0 | 0 | 1 | 1 | 1 | 700 | 700 | 700 | 700 | 700 | 6200 | 6.572 | 591458.0926 | 134432.1852 | 223980.5478 | 8 | 40 | 0.1 | 1 | 2 | 25 | 25 | EGAT | #N/A | 1/2029 | 2029 | SRT2 | EGAT SingleShaft | Generator.Nodes | SRT2 | SAC | Generator.Fuels | SRT2 | LNG | Reserve.Generators | EGAT_reserve | SRT2 | Reserve.Generators | DynamicReserve | SRT2 | Reserve.Generators | RegulatingReserve | SRT2 | List.Generators | Gas | SRT2
NPS | NPS | #N/A | CAC-E | CAC | IPP SingleShaft | IPP SingleShaft | Gas CCGT 3 | Gas | Combined Cycle | LNG | LNG | Optimal | 324 | 0.6 | 0 | 0 | 1 | 1 | 1 | 540 | 540 | 540 | 540 | 540 | 6259.6 | 6.6352 | 591458.0926 | 134432.1852 | 223980.5478 | 8 | 40 | 0.1 | 1 | 2 | 23 | 23 | IPP | #N/A | 11/2027 | 2027 | NPS | IPP SingleShaft | Generator.Nodes | NPS | CAC | Generator.Fuels | NPS | LNG | Reserve.Generators | EGAT_reserve | NPS | Reserve.Generators | DynamicReserve | NPS | Reserve.Generators | RegulatingReserve | NPS | List.Generators | Gas | NPS
UNK1 | UNK1 | #N/A | NEC | NEC | CCGT-New | CCGT-New | Gas CCGT 3 | Gas | Combined Cycle | LNG | LNG | Optimal | 420 | 0.6 | 0 | 0 | 1 | 1 | 1 | 700 | 700 | 700 | 700 | 700 | 6200 | 6.572 | 591458.0926 | 134432.1852 | 223980.5478 | 8 | 40 | 0.1 | 1 | 2 | 25 | 25 | Unknown | #N/A | 1/2030 | 2030 | UNK1 | CCGT-New | Generator.Nodes | UNK1 | NEC | Generator.Fuels | UNK1 | LNG | Reserve.Generators | EGAT_reserve | UNK1 | Reserve.Generators | DynamicReserve | UNK1 | Reserve.Generators | RegulatingReserve | UNK1 | List.Generators | Gas | UNK1
UNK2 | UNK2 | #N/A | NEC | NEC | CCGT-New | CCGT-New | Gas CCGT 3 | Gas | Combined Cycle | LNG | LNG | Optimal | 420 | 0.6 | 0 | 0 | 0 | 1 | 1 | 700 | 700 | 700 | 700 | 700 | 6200 | 6.572 | 591458.0926 | 134432.1852 | 223980.5478 | 8 | 40 | 0.1 | 1 | 2 | 25 | 25 | Unknown | #N/A | 1/2032 | 2032 | UNK2 | CCGT-New | Generator.Nodes | UNK2 | NEC | Generator.Fuels | UNK2 | LNG | Reserve.Generators | EGAT_reserve | UNK2 | Reserve.Generators | DynamicReserve | UNK2 | Reserve.Generators | RegulatingReserve | UNK2 | List.Generators | Gas | UNK2
UNK3 | UNK3 | #N/A | CAC-N | CAC | CCGT-New | CCGT-New | Gas CCGT 3 | Gas | Combined Cycle | LNG | LNG | Optimal | 420 | 0.6 | 0 | 0 | 0 | 2 | 2 | 700 | 700 | 700 | 700 | 700 | 6200 | 6.572 | 591458.0926 | 134432.1852 | 223980.5478 | 8 | 40 | 0.1 | 1 | 2 | 25 | 25 | Unknown | #N/A | 1/2032 | 2032 | UNK3 | CCGT-New | Generator.Nodes | UNK3 | CAC | Generator.Fuels | UNK3 | LNG | Reserve.Generators | EGAT_reserve | UNK3 | Reserve.Generators | DynamicReserve | UNK3 | Reserve.Generators | RegulatingReserve | UNK3 | List.Generators | Gas | UNK3
UNK4 | UNK4 | #N/A | SAC | SAC | CCGT-New | CCGT-New | Gas CCGT 3 | Gas | Combined Cycle | LNG | LNG | Optimal | 420 | 0.6 | 0 | 0 | 0 | 1 | 1 | 700 | 700 | 700 | 700 | 700 | 6200 | 6.572 | 591458.0926 | 134432.1852 | 223980.5478 | 8 | 40 | 0.1 | 1 | 2 | 25 | 25 | Unknown | #N/A | 1/2035 | 2035 | UNK4 | CCGT-New | Generator.Nodes | UNK4 | SAC | Generator.Fuels | UNK4 | LNG | Reserve.Generators | EGAT_reserve | UNK4 | Reserve.Generators | DynamicReserve | UNK4 | Reserve.Generators | RegulatingReserve | UNK4 | List.Generators | Gas | UNK4
UNK5 | UNK5 | #N/A | MAC | MAC | CCGT-New | CCGT-New | Gas CCGT 3 | Gas | Combined Cycle | LNG | LNG | Optimal | 420 | 0.6 | 0 | 0 | 0 | 1 | 1 | 700 | 700 | 700 | 700 | 700 | 6200 | 6.572 | 591458.0926 | 134432.1852 | 223980.5478 | 8 | 40 | 0.1 | 1 | 2 | 25 | 25 | Unknown | #N/A | 1/2036 | 2036 | UNK5 | CCGT-New | Generator.Nodes | UNK5 | MAC | Generator.Fuels | UNK5 | LNG | Reserve.Generators | EGAT_reserve | UNK5 | Reserve.Generators | DynamicReserve | UNK5 | Reserve.Generators | RegulatingReserve | UNK5 | List.Generators | Gas | UNK5
UNK6 | UNK6 | #N/A | CAC-E | CAC | CCGT-New | CCGT-New | Gas CCGT 3 | Gas | Combined Cycle | LNG | LNG | Optimal | 420 | 0.6 | 0 | 0 | 0 | 1 | 1 | 700 | 700 | 700 | 700 | 700 | 6200 | 6.572 | 591458.0926 | 134432.1852 | 223980.5478 | 8 | 40 | 0.1 | 1 | 2 | 25 | 25 | Unknown | #N/A | 1/2037 | 2037 | UNK6 | CCGT-New | Generator.Nodes | UNK6 | CAC | Generator.Fuels | UNK6 | LNG | Reserve.Generators | EGAT_reserve | UNK6 | Reserve.Generators | DynamicReserve | UNK6 | Reserve.Generators | RegulatingReserve | UNK6 | List.Generators | Gas | UNK6
UNK7 | UNK7 | #N/A | CAC-E | CAC | CCGT-New | CCGT-New | Gas CCGT 3 | Gas | Combined Cycle | LNG | LNG | Optimal | 420 | 0.6 | 0 | 0 | 0 | 0 | 0 | 700 | 700 | 700 | 700 | 700 | 6200 | 6.572 | 591458.0926 | 134432.1852 | 223980.5478 | 8 | 40 | 0.1 | 1 | 2 | 25 | 25 | Unknown | #N/A | 1/2037 | 2037 | UNK7 | CCGT-New | Generator.Nodes | UNK7 | CAC | Generator.Fuels | UNK7 | LNG | Reserve.Generators | EGAT_reserve | UNK7 | Reserve.Generators | DynamicReserve | UNK7 | Reserve.Generators | RegulatingReserve | UNK7 | List.Generators | Gas | UNK7
NB2 | NB2 | #N/A | MAC | MAC | EGAT SingleShaft | EGAT SingleShaft | Gas CCGT 3 | Gas | Combined Cycle | LNG | LNG | Optimal | 420 | 0.6 | 0 | 0 | 0 | 1 | 1 | 700 | 700 | 700 | 700 | 700 | 6300 | 6.678 | 591458.0926 | 134432.1852 | 223980.5478 | 8 | 40 | 0.1 | 1 | 2 | 25 | 25 | EGAT | #N/A | 1/2035 | 2035 | NB2 | EGAT SingleShaft | Generator.Nodes | NB2 | MAC | Generator.Fuels | NB2 | LNG | Reserve.Generators | EGAT_reserve | NB2 | Reserve.Generators | DynamicReserve | NB2 | Reserve.Generators | RegulatingReserve | NB2 | List.Generators | Gas | NB2
THB-H1 | THB-H1 | #N/A | NEC | NEC | Import Hydro (Reservoir) | Import Hydro (Reservoir) | Hydro Reservoir | Hydro | Import Hydro | Hydro | #N/A | Optimal | 60 | 0.56075 | 1 | 1 | 1 | 1 | 0 | 107 | 107 | 107 | 107 | 107 | #N/A | #N/A | #N/A | #N/A | #N/A | 8 | 40 | 0.1 | 0.5 | 0.5 | 30 | 30 | Import | #N/A | 4/1998 | 1998 | THB-H1 | Import Hydro (Reservoir) | Generator.Nodes | THB-H1 | NEC | Generator.Fuels | THB-H1 | #N/A | Reserve.Generators | EGAT_reserve | THB-H1 | Reserve.Generators | DynamicReserve | THB-H1 | Reserve.Generators | RegulatingReserve | THB-H1 | List.Generators | Hydro | THB-H1
THB-H2 | THB-H2 | #N/A | NEC | NEC | Import Hydro (Reservoir) | Import Hydro (Reservoir) | Hydro Reservoir | Hydro | Import Hydro | Hydro | #N/A | Optimal | 60 | 0.56075 | 1 | 1 | 1 | 1 | 0 | 107 | 107 | 107 | 107 | 107 | #N/A | #N/A | #N/A | #N/A | #N/A | 8 | 40 | 0.1 | 0.5 | 0.5 | 30 | 30 | Import | #N/A | 4/1998 | 1998 | THB-H2 | Import Hydro (Reservoir) | Generator.Nodes | THB-H2 | NEC | Generator.Fuels | THB-H2 | #N/A | Reserve.Generators | EGAT_reserve | THB-H2 | Reserve.Generators | DynamicReserve | THB-H2 | Reserve.Generators | RegulatingReserve | THB-H2 | List.Generators | Hydro | THB-H2
THB-H3 | THB-H3 | #N/A | NEC | NEC | Import Hydro (Reservoir) | Import Hydro (Reservoir) | Hydro Reservoir | Hydro | Import Hydro | Hydro | #N/A | Optimal | 130 | 0.59091 | 1 | 1 | 1 | 1 | 0 | 220 | 220 | 220 | 220 | 220 | #N/A | #N/A | #N/A | #N/A | #N/A | 8 | 40 | 0.1 | 0.5 | 0.5 | 51.8 | 51.8 | Import | #N/A | 12/2012 | 2012 | THB-H3 | Import Hydro (Reservoir) | Generator.Nodes | THB-H3 | NEC | Generator.Fuels | THB-H3 | #N/A | Reserve.Generators | EGAT_reserve | THB-H3 | Reserve.Generators | DynamicReserve | THB-H3 | Reserve.Generators | RegulatingReserve | THB-H3 | List.Generators | Hydro | THB-H3
HHO-H1 | HHO-H1 | #N/A | NEC | NEC | Import Hydro (Reservoir) | Import Hydro (Reservoir) | Hydro Reservoir | Hydro | Import Hydro | Hydro | #N/A | Optimal | 63 | 1 | 1 | 1 | 0 | 0 | 0 | 63 | 63 | 63 | 63 | 63 | #N/A | #N/A | #N/A | #N/A | #N/A | 8 | 40 | 0.1 | 0.5 | 0.5 | 75 | 75 | Import | #N/A | 9/1999 | 1999 | HHO-H1 | Import Hydro (Reservoir) | Generator.Nodes | HHO-H1 | NEC | Generator.Fuels | HHO-H1 | #N/A | Reserve.Generators | EGAT_reserve | HHO-H1 | Reserve.Generators | DynamicReserve | HHO-H1 | Reserve.Generators | RegulatingReserve | HHO-H1 | List.Generators | Hydro | HHO-H1
HHO-H2 | HHO-H2 | #N/A | NEC | NEC | Import Hydro (Reservoir) | Import Hydro (Reservoir) | Hydro Reservoir | Hydro | Import Hydro | Hydro | #N/A | Optimal | 63 | 1 | 1 | 1 | 0 | 0 | 0 | 63 | 63 | 63 | 63 | 63 | #N/A | #N/A | #N/A | #N/A | #N/A | 8 | 40 | 0.1 | 0.5 | 0.5 | 75 | 75 | Import | #N/A | 9/1999 | 1999 | HHO-H2 | Import Hydro (Reservoir) | Generator.Nodes | HHO-H2 | NEC | Generator.Fuels | HHO-H2 | #N/A | Reserve.Generators | EGAT_reserve | HHO-H2 | Reserve.Generators | DynamicReserve | HHO-H2 | Reserve.Generators | RegulatingReserve | HHO-H2 | List.Generators | Hydro | HHO-H2
NTN2-H1 | NTN2-H1 | #N/A | NEC | NEC | Import Hydro (Reservoir) | Import Hydro (Reservoir) | Hydro Reservoir | Hydro | Import Hydro | Hydro | #N/A | Optimal | 123 | 0.51899 | 1 | 1 | 1 | 0 | 0 | 237 | 237 | 237 | 237 | 237 | #N/A | #N/A | #N/A | #N/A | #N/A | 8 | 40 | 0.1 | 0.5 | 0.5 | 90 | 90 | Import | #N/A | 5/2010 | 2010 | NTN2-H1 | Import Hydro (Reservoir) | Generator.Nodes | NTN2-H1 | NEC | Generator.Fuels | NTN2-H1 | #N/A | Reserve.Generators | EGAT_reserve | NTN2-H1 | Reserve.Generators | DynamicReserve | NTN2-H1 | Reserve.Generators | RegulatingReserve | NTN2-H1 | List.Generators | Hydro | NTN2-H1
NTN2-H2 | NTN2-H2 | #N/A | NEC | NEC | Import Hydro (Reservoir) | Import Hydro (Reservoir) | Hydro Reservoir | Hydro | Import Hydro | Hydro | #N/A | Optimal | 123 | 0.51899 | 1 | 1 | 1 | 0 | 0 | 237 | 237 | 237 | 237 | 237 | #N/A | #N/A | #N/A | #N/A | #N/A | 8 | 40 | 0.1 | 0.5 | 0.5 | 90 | 90 | Import | #N/A | 5/2010 | 2010 | NTN2-H2 | Import Hydro (Reservoir) | Generator.Nodes | NTN2-H2 | NEC | Generator.Fuels | NTN2-H2 | #N/A | Reserve.Generators | EGAT_reserve | NTN2-H2 | Reserve.Generators | DynamicReserve | NTN2-H2 | Reserve.Generators | RegulatingReserve | NTN2-H2 | List.Generators | Hydro | NTN2-H2
NTN2-H3 | NTN2-H3 | #N/A | NEC | NEC | Import Hydro (Reservoir) | Import Hydro (Reservoir) | Hydro Reservoir | Hydro | Import Hydro | Hydro | #N/A | Optimal | 138 | 0.58228 | 1 | 1 | 1 | 0 | 0 | 237 | 237 | 237 | 237 | 237 | #N/A | #N/A | #N/A | #N/A | #N/A | 8 | 40 | 0.1 | 0.5 | 0.5 | 90 | 90 | Import | #N/A | 5/2010 | 2010 | NTN2-H3 | Import Hydro (Reservoir) | Generator.Nodes | NTN2-H3 | NEC | Generator.Fuels | NTN2-H3 | #N/A | Reserve.Generators | EGAT_reserve | NTN2-H3 | Reserve.Generators | DynamicReserve | NTN2-H3 | Reserve.Generators | RegulatingReserve | NTN2-H3 | List.Generators | Hydro | NTN2-H3
NTN2-H4 | NTN2-H4 | #N/A | NEC | NEC | Import Hydro (Reservoir) | Import Hydro (Reservoir) | Hydro Reservoir | Hydro | Import Hydro | Hydro | #N/A | Optimal | 150 | 0.63291 | 1 | 1 | 1 | 0 | 0 | 237 | 237 | 237 | 237 | 237 | #N/A | #N/A | #N/A | #N/A | #N/A | 8 | 40 | 0.1 | 0.5 | 0.5 | 90 | 90 | Import | #N/A | 5/2010 | 2010 | NTN2-H4 | Import Hydro (Reservoir) | Generator.Nodes | NTN2-H4 | NEC | Generator.Fuels | NTN2-H4 | #N/A | Reserve.Generators | EGAT_reserve | NTN2-H4 | Reserve.Generators | DynamicReserve | NTN2-H4 | Reserve.Generators | RegulatingReserve | NTN2-H4 | List.Generators | Hydro | NTN2-H4
NNG2-H1 | NNG2-H1 | #N/A | NEC | NEC | Import Hydro (Reservoir) | Import Hydro (Reservoir) | Hydro Reservoir | Hydro | Import Hydro | Hydro | #N/A | Optimal | 125.3 | 0.63007 | 1 | 1 | 1 | 1 | 0 | 198.867 | 198.867 | 198.867 | 198.867 | 198.867 | #N/A | #N/A | #N/A | #N/A | #N/A | 8 | 40 | 0.1 | 0.5 | 0.5 | 72 | 72 | Import | #N/A | 01/2013 | 2013 | NNG2-H1 | Import Hydro (Reservoir) | Generator.Nodes | NNG2-H1 | NEC | Generator.Fuels | NNG2-H1 | #N/A | Reserve.Generators | EGAT_reserve | NNG2-H1 | Reserve.Generators | DynamicReserve | NNG2-H1 | Reserve.Generators | RegulatingReserve | NNG2-H1 | List.Generators | Hydro | NNG2-H1
NNG2-H2 | NNG2-H2 | #N/A | NEC | NEC | Import Hydro (Reservoir) | Import Hydro (Reservoir) | Hydro Reservoir | Hydro | Import Hydro | Hydro | #N/A | Optimal | 123.7 | 0.62202 | 1 | 1 | 1 | 1 | 0 | 198.867 | 198.867 | 198.867 | 198.867 | 198.867 | #N/A | #N/A | #N/A | #N/A | #N/A | 8 | 40 | 0.1 | 0.5 | 0.5 | 72 | 72 | Import | #N/A | 01/2013 | 2013 | NNG2-H2 | Import Hydro (Reservoir) | Generator.Nodes | NNG2-H2 | NEC | Generator.Fuels | NNG2-H2 | #N/A | Reserve.Generators | EGAT_reserve | NNG2-H2 | Reserve.Generators | DynamicReserve | NNG2-H2 | Reserve.Generators | RegulatingReserve | NNG2-H2 | List.Generators | Hydro | NNG2-H2
NNG2-H3 | NNG2-H3 | #N/A | NEC | NEC | Import Hydro (Reservoir) | Import Hydro (Reservoir) | Hydro Reservoir | Hydro | Import Hydro | Hydro | #N/A | Optimal | 122.6 | 0.61649 | 1 | 1 | 1 | 1 | 0 | 198.867 | 198.867 | 198.867 | 198.867 | 198.867 | #N/A | #N/A | #N/A | #N/A | #N/A | 8 | 40 | 0.1 | 0.5 | 0.5 | 72 | 72 | Import | #N/A | 01/2013 | 2013 | NNG2-H3 | Import Hydro (Reservoir) | Generator.Nodes | NNG2-H3 | NEC | Generator.Fuels | NNG2-H3 | #N/A | Reserve.Generators | EGAT_reserve | NNG2-H3 | Reserve.Generators | DynamicReserve | NNG2-H3 | Reserve.Generators | RegulatingReserve | NNG2-H3 | List.Generators | Hydro | NNG2-H3
XP-H | XP-H | #N/A | NEC | NEC | Import Hydro (Reservoir) | Import Hydro (Reservoir) | Hydro Reservoir | Hydro | Import Hydro | Hydro | #N/A | Optimal | 52.3 | 0.14774 | 1 | 1 | 1 | 1 | 1 | 354 | 354 | 354 | 354 | 354 | #N/A | #N/A | #N/A | #N/A | #N/A | 8 | 40 | 0.1 | 0.5 | 0.5 | 70 | 70 | Import | #N/A | 2/2019 | 2019 | XP-H | Import Hydro (Reservoir) | Generator.Nodes | XP-H | NEC | Generator.Fuels | XP-H | #N/A | Reserve.Generators | EGAT_reserve | XP-H | Reserve.Generators | DynamicReserve | XP-H | Reserve.Generators | RegulatingReserve | XP-H | List.Generators | Hydro | XP-H
HSA-T1 | HSA-T1 | #N/A | NAC | NAC | Import Coal | Import Coal | Coal Supercritical 5 | Coal | Thermal | Lignite HSA | Lignite HSA | Optimal | 286 | 0.58248 | 1 | 1 | 1 | 1 | 1 | 491 | 491 | 491 | 491 | 491 | 9777.3 | 10.3639 | 1260740.508 | 2862457.023 | 5900000 | 8 | 40 | 0.1 | 5 | 2 | 15.6 | 15.6 | Import | #N/A | 6/2015 | 2015 | HSA-T1 | Import Coal | Generator.Nodes | HSA-T1 | NAC | Generator.Fuels | HSA-T1 | Lignite HSA | Reserve.Generators | EGAT_reserve | HSA-T1 | Reserve.Generators | DynamicReserve | HSA-T1 | Reserve.Generators | RegulatingReserve | HSA-T1 | List.Generators | Coal | HSA-T1
HSA-T2 | HSA-T2 | #N/A | NAC | NAC | Import Coal | Import Coal | Coal Supercritical 5 | Coal | Thermal | Lignite HSA | Lignite HSA | Optimal | 286 | 0.58248 | 1 | 1 | 1 | 1 | 1 | 491 | 491 | 491 | 491 | 491 | 9777.3 | 10.3639 | 1260740.508 | 2862457.023 | 5900000 | 8 | 40 | 0.1 | 5 | 2 | 15.6 | 15.6 | Import | #N/A | 11/2015 | 2015 | HSA-T2 | Import Coal | Generator.Nodes | HSA-T2 | NAC | Generator.Fuels | HSA-T2 | Lignite HSA | Reserve.Generators | EGAT_reserve | HSA-T2 | Reserve.Generators | DynamicReserve | HSA-T2 | Reserve.Generators | RegulatingReserve | HSA-T2 | List.Generators | Coal | HSA-T2
HSA-T3 | HSA-T3 | #N/A | NAC | NAC | Import Coal | Import Coal | Coal Supercritical 5 | Coal | Thermal | Lignite HSA | Lignite HSA | Optimal | 286 | 0.58248 | 1 | 1 | 1 | 1 | 1 | 491 | 491 | 491 | 491 | 491 | 9777.3 | 10.3639 | 1260740.508 | 2862457.023 | 5900000 | 8 | 40 | 0.1 | 5 | 2 | 15.6 | 15.6 | Import | #N/A | 3/2016 | 2016 | HSA-T3 | Import Coal | Generator.Nodes | HSA-T3 | NAC | Generator.Fuels | HSA-T3 | Lignite HSA | Reserve.Generators | EGAT_reserve | HSA-T3 | Reserve.Generators | DynamicReserve | HSA-T3 | Reserve.Generators | RegulatingReserve | HSA-T3 | List.Generators | Coal | HSA-T3
TNB | TNB | TRUE | SAC | SAC | HVDC | HVDC | Tx | #VALUE! | HVDC | HVDC | #N/A | Optimal | 0 | 0 | 1 | 1 | 1 | 1 | 1 | 300 | 300 | 300 | 300 | 300 | #N/A | #N/A | #N/A | #N/A | #N/A | 8 | 40 | 0.1 | #N/A | #N/A | #N/A | #N/A | Import | #N/A | 5/2002 | 2002 | TNB | HVDC | Generator.Nodes | TNB | SAC | Generator.Fuels | TNB | #N/A | Reserve.Generators | EGAT_reserve | TNB | Reserve.Generators | DynamicReserve | TNB | Reserve.Generators | RegulatingReserve | TNB | List.Generators | #VALUE! | TNB
NNG-H1 | NNG-H1 | #N/A | NEC | NEC | Import Hydro (Reservoir) | Import Hydro (Reservoir) | Hydro Reservoir | Hydro | Import Hydro | Hydro | #N/A | Optimal | 52.8 | 0.39257 | 1 | 1 | 1 | 1 | 1 | 134.5 | 134.5 | 134.5 | 134.5 | 134.5 | #N/A | #N/A | #N/A | #N/A | #N/A | 8 | 40 | 0.1 | 0.5 | 0.5 | 70 | 70 | Import | #N/A | 1/2013 | 2013 | NNG-H1 | Import Hydro (Reservoir) | Generator.Nodes | NNG-H1 | NEC | Generator.Fuels | NNG-H1 | #N/A | Reserve.Generators | EGAT_reserve | NNG-H1 | Reserve.Generators | DynamicReserve | NNG-H1 | Reserve.Generators | RegulatingReserve | NNG-H1 | List.Generators | Hydro | NNG-H1
NNG-H2 | NNG-H2 | #N/A | NEC | NEC | Import Hydro (Reservoir) | Import Hydro (Reservoir) | Hydro Reservoir | Hydro | Import Hydro | Hydro | #N/A | Optimal | 52.8 | 0.39257 | 1 | 1 | 1 | 1 | 1 | 134.5 | 134.5 | 134.5 | 134.5 | 134.5 | #N/A | #N/A | #N/A | #N/A | #N/A | 8 | 40 | 0.1 | 0.5 | 0.5 | 70 | 70 | Import | #N/A | 1/2013 | 2013 | NNG-H2 | Import Hydro (Reservoir) | Generator.Nodes | NNG-H2 | NEC | Generator.Fuels | NNG-H2 | #N/A | Reserve.Generators | EGAT_reserve | NNG-H2 | Reserve.Generators | DynamicReserve | NNG-H2 | Reserve.Generators | RegulatingReserve | NNG-H2 | List.Generators | Hydro | NNG-H2
XYB-H1 | XYB-H1 | #N/A | NEC | NEC | Import Hydro (RoR) | Import Hydro (RoR) | Hydro RoRpondage | Hydro | Import Hydro | Hydro | #N/A | Optimal | 85.9 | 0.49283 | 1 | 1 | 1 | 1 | 1 | 174.3 | 174.3 | 174.3 | 174.3 | 174.3 | #N/A | #N/A | #N/A | #N/A | #N/A | 8 | 40 | 0.1 | 0.5 | 0.5 | 25 | 25 | Import | #N/A | 10/2019 | 2019 | XYB-H1 | Import Hydro (RoR) | Generator.Nodes | XYB-H1 | NEC | Generator.Fuels | XYB-H1 | #N/A | Reserve.Generators | EGAT_reserve | XYB-H1 | Reserve.Generators | DynamicReserve | XYB-H1 | Reserve.Generators | RegulatingReserve | XYB-H1 | List.Generators | Hydro | XYB-H1
XYB-H2 | XYB-H2 | #N/A | NEC | NEC | Import Hydro (RoR) | Import Hydro (RoR) | Hydro RoRpondage | Hydro | Import Hydro | Hydro | #N/A | Optimal | 85.9 | 0.49283 | 1 | 1 | 1 | 1 | 1 | 174.3 | 174.3 | 174.3 | 174.3 | 174.3 | #N/A | #N/A | #N/A | #N/A | #N/A | 8 | 40 | 0.1 | 0.5 | 0.5 | 25 | 25 | Import | #N/A | 10/2019 | 2019 | XYB-H2 | Import Hydro (RoR) | Generator.Nodes | XYB-H2 | NEC | Generator.Fuels | XYB-H2 | #N/A | Reserve.Generators | EGAT_reserve | XYB-H2 | Reserve.Generators | DynamicReserve | XYB-H2 | Reserve.Generators | RegulatingReserve | XYB-H2 | List.Generators | Hydro | XYB-H2
XYB-H3 | XYB-H3 | #N/A | NEC | NEC | Import Hydro (RoR) | Import Hydro (RoR) | Hydro RoRpondage | Hydro | Import Hydro | Hydro | #N/A | Optimal | 85.9 | 0.49283 | 1 | 1 | 1 | 1 | 1 | 174.3 | 174.3 | 174.3 | 174.3 | 174.3 | #N/A | #N/A | #N/A | #N/A | #N/A | 8 | 40 | 0.1 | 0.5 | 0.5 | 25 | 25 | Import | #N/A | 10/2019 | 2019 | XYB-H3 | Import Hydro (RoR) | Generator.Nodes | XYB-H3 | NEC | Generator.Fuels | XYB-H3 | #N/A | Reserve.Generators | EGAT_reserve | XYB-H3 | Reserve.Generators | DynamicReserve | XYB-H3 | Reserve.Generators | RegulatingReserve | XYB-H3 | List.Generators | Hydro | XYB-H3
XYB-H4 | XYB-H4 | #N/A | NEC | NEC | Import Hydro (RoR) | Import Hydro (RoR) | Hydro RoRpondage | Hydro | Import Hydro | Hydro | #N/A | Optimal | 85.9 | 0.49283 | 1 | 1 | 1 | 1 | 1 | 174.3 | 174.3 | 174.3 | 174.3 | 174.3 | #N/A | #N/A | #N/A | #N/A | #N/A | 8 | 40 | 0.1 | 0.5 | 0.5 | 25 | 25 | Import | #N/A | 10/2019 | 2019 | XYB-H4 | Import Hydro (RoR) | Generator.Nodes | XYB-H4 | NEC | Generator.Fuels | XYB-H4 | #N/A | Reserve.Generators | EGAT_reserve | XYB-H4 | Reserve.Generators | DynamicReserve | XYB-H4 | Reserve.Generators | RegulatingReserve | XYB-H4 | List.Generators | Hydro | XYB-H4
XYB-H5 | XYB-H5 | #N/A | NEC | NEC | Import Hydro (RoR) | Import Hydro (RoR) | Hydro RoRpondage | Hydro | Import Hydro | Hydro | #N/A | Optimal | 85.9 | 0.49283 | 1 | 1 | 1 | 1 | 1 | 174.3 | 174.3 | 174.3 | 174.3 | 174.3 | #N/A | #N/A | #N/A | #N/A | #N/A | 8 | 40 | 0.1 | 0.5 | 0.5 | 25 | 25 | Import | #N/A | 10/2019 | 2019 | XYB-H5 | Import Hydro (RoR) | Generator.Nodes | XYB-H5 | NEC | Generator.Fuels | XYB-H5 | #N/A | Reserve.Generators | EGAT_reserve | XYB-H5 | Reserve.Generators | DynamicReserve | XYB-H5 | Reserve.Generators | RegulatingReserve | XYB-H5 | List.Generators | Hydro | XYB-H5
XYB-H6 | XYB-H6 | #N/A | NEC | NEC | Import Hydro (RoR) | Import Hydro (RoR) | Hydro RoRpondage | Hydro | Import Hydro | Hydro | #N/A | Optimal | 85.9 | 0.49283 | 1 | 1 | 1 | 1 | 1 | 174.3 | 174.3 | 174.3 | 174.3 | 174.3 | #N/A | #N/A | #N/A | #N/A | #N/A | 8 | 40 | 0.1 | 0.5 | 0.5 | 25 | 25 | Import | #N/A | 10/2019 | 2019 | XYB-H6 | Import Hydro (RoR) | Generator.Nodes | XYB-H6 | NEC | Generator.Fuels | XYB-H6 | #N/A | Reserve.Generators | EGAT_reserve | XYB-H6 | Reserve.Generators | DynamicReserve | XYB-H6 | Reserve.Generators | RegulatingReserve | XYB-H6 | List.Generators | Hydro | XYB-H6
XYB-H7 | XYB-H7 | #N/A | NEC | NEC | Import Hydro (RoR) | Import Hydro (RoR) | Hydro RoRpondage | Hydro | Import Hydro | Hydro | #N/A | Optimal | 85.9 | 0.49283 | 1 | 1 | 1 | 1 | 1 | 174.3 | 174.3 | 174.3 | 174.3 | 174.3 | #N/A | #N/A | #N/A | #N/A | #N/A | 8 | 40 | 0.1 | 0.5 | 0.5 | 25 | 25 | Import | #N/A | 10/2019 | 2019 | XYB-H7 | Import Hydro (RoR) | Generator.Nodes | XYB-H7 | NEC | Generator.Fuels | XYB-H7 | #N/A | Reserve.Generators | EGAT_reserve | XYB-H7 | Reserve.Generators | DynamicReserve | XYB-H7 | Reserve.Generators | RegulatingReserve | XYB-H7 | List.Generators | Hydro | XYB-H7
NTN1-H1 | NTN1-H1 | #N/A | NEC | NEC | Import Hydro (Reservoir) | Import Hydro (Reservoir) | Hydro Reservoir | Hydro | Import Hydro | Hydro | #N/A | Optimal | 102.5 | 0.1993 | 0 | 1 | 1 | 1 | 1 | 514.3 | 514.3 | 514.3 | 514.3 | 514.3 | #N/A | #N/A | #N/A | #N/A | #N/A | 8 | 40 | 0.1 | 0.5 | 0.5 | 144 | 144 | Import | #N/A | 5/2022 | 2022 | NTN1-H1 | Import Hydro (Reservoir) | Generator.Nodes | NTN1-H1 | NEC | Generator.Fuels | NTN1-H1 | #N/A | Reserve.Generators | EGAT_reserve | NTN1-H1 | Reserve.Generators | DynamicReserve | NTN1-H1 | Reserve.Generators | RegulatingReserve | NTN1-H1 | List.Generators | Hydro | NTN1-H1
Import-H1 | Import-H1 | #N/A | NEC | NEC | Import Hydro (Reservoir) | Import Hydro (Reservoir) | Hydro Reservoir | Hydro | Import Hydro | Hydro | #N/A | Optimal | 280 | 0.4 | 0 | 0 | 1 | 1 | 1 | 700 | 700 | 700 | 700 | 700 | #N/A | #N/A | #N/A | #N/A | #N/A | 8 | 40 | 0.1 | 0.5 | 0.5 | 70 | 70 | Import | #N/A | 01/2026 | 2026 | Import-H1 | Import Hydro (Reservoir) | Generator.Nodes | Import-H1 | NEC | Generator.Fuels | Import-H1 | #N/A | Reserve.Generators | EGAT_reserve | Import-H1 | Reserve.Generators | DynamicReserve | Import-H1 | Reserve.Generators | RegulatingReserve | Import-H1 | List.Generators | Hydro | Import-H1
Import-H2 | Import-H2 | #N/A | NEC | NEC | Import Hydro (RoR) | Import Hydro (RoR) | Hydro RoRpondage | Hydro | Import Hydro | Hydro | #N/A | Optimal | 280 | 0.4 | 0 | 0 | 1 | 1 | 1 | 700 | 700 | 700 | 700 | 700 | #N/A | #N/A | #N/A | #N/A | #N/A | 8 | 40 | 0.1 | 0.5 | 0.5 | 70 | 70 | Import | #N/A | 01/2028 | 2028 | Import-H2 | Import Hydro (RoR) | Generator.Nodes | Import-H2 | NEC | Generator.Fuels | Import-H2 | #N/A | Reserve.Generators | EGAT_reserve | Import-H2 | Reserve.Generators | DynamicReserve | Import-H2 | Reserve.Generators | RegulatingReserve | Import-H2 | List.Generators | Hydro | Import-H2
Import-H3 | Import-H3 | #N/A | NEC | NEC | Import Hydro (Reservoir) | Import Hydro (Reservoir) | Hydro Reservoir | Hydro | Import Hydro | Hydro | #N/A | Optimal | 280 | 0.4 | 0 | 0 | 0 | 1 | 1 | 700 | 700 | 700 | 700 | 700 | #N/A | #N/A | #N/A | #N/A | #N/A | 8 | 40 | 0.1 | 0.5 | 0.5 | 70 | 70 | Import | #N/A | 01/2032 | 2032 | Import-H3 | Import Hydro (Reservoir) | Generator.Nodes | Import-H3 | NEC | Generator.Fuels | Import-H3 | #N/A | Reserve.Generators | EGAT_reserve | Import-H3 | Reserve.Generators | DynamicReserve | Import-H3 | Reserve.Generators | RegulatingReserve | Import-H3 | List.Generators | Hydro | Import-H3
Import-H4 | Import-H4 | #N/A | NEC | NEC | Import Hydro (Reservoir) | Import Hydro (Reservoir) | Hydro Reservoir | Hydro | Import Hydro | Hydro | #N/A | Optimal | 280 | 0.4 | 0 | 0 | 0 | 1 | 1 | 700 | 700 | 700 | 700 | 700 | #N/A | #N/A | #N/A | #N/A | #N/A | 8 | 40 | 0.1 | 0.5 | 0.5 | 70 | 70 | Import | #N/A | 01/2033 | 2033 | Import-H4 | Import Hydro (Reservoir) | Generator.Nodes | Import-H4 | NEC | Generator.Fuels | Import-H4 | #N/A | Reserve.Generators | EGAT_reserve | Import-H4 | Reserve.Generators | DynamicReserve | Import-H4 | Reserve.Generators | RegulatingReserve | Import-H4 | List.Generators | Hydro | Import-H4
Import-H5 | Import-H5 | #N/A | NEC | NEC | Import Hydro (Reservoir) | Import Hydro (Reservoir) | Hydro Reservoir | Hydro | Import Hydro | Hydro | #N/A | Optimal | 280 | 0.4 | 0 | 0 | 0 | 1 | 1 | 700 | 700 | 700 | 700 | 700 | #N/A | #N/A | #N/A | #N/A | #N/A | 8 | 40 | 0.1 | 0.5 | 0.5 | 70 | 70 | Import | #N/A | 01/2035 | 2035 | Import-H5 | Import Hydro (Reservoir) | Generator.Nodes | Import-H5 | NEC | Generator.Fuels | Import-H5 | #N/A | Reserve.Generators | EGAT_reserve | Import-H5 | Reserve.Generators | DynamicReserve | Import-H5 | Reserve.Generators | RegulatingReserve | Import-H5 | List.Generators | Hydro | Import-H5
MH-D | MH-D | TRUE | NAC | NAC | EGAT Diesel | EGAT Diesel | Oil GT 3 | Oil | Diesel Engine | Diesel | DIESEL | Optimal | 0 | 0 | 1 | 1 | 1 | 1 | 1 | 4.4 | 4.4 | 4.4 | 4.4 | 4.4 | 10358 | 10.9795 | #N/A | #N/A | #N/A | 8 | 40 | 0.1 | #N/A | #N/A | #N/A | #N/A | EGAT | #N/A | 7/2014 | 2014 | MH-D | EGAT Diesel | Generator.Nodes | MH-D | NAC | Generator.Fuels | MH-D | DIESEL | Reserve.Generators | EGAT_reserve | MH-D | Reserve.Generators | DynamicReserve | MH-D | Reserve.Generators | RegulatingReserve | MH-D | List.Generators | Oil | MH-D
SUK-D | SUK-D | TRUE | SAC | SAC | EGAT Diesel | EGAT Diesel | Oil GT 3 | Oil | Diesel Engine | Diesel | DIESEL | Optimal | 0 | 0 | 1 | 1 | 1 | 1 | 1 | 8 | 8 | 8 | 8 | 8 | 10358 | 10.9795 | #N/A | #N/A | #N/A | 8 | 40 | 0.1 | #N/A | #N/A | #N/A | #N/A | EGAT | #N/A | 08/2015 | 2015 | SUK-D | EGAT Diesel | Generator.Nodes | SUK-D | SAC | Generator.Fuels | SUK-D | DIESEL | Reserve.Generators | EGAT_reserve | SUK-D | Reserve.Generators | DynamicReserve | SUK-D | Reserve.Generators | RegulatingReserve | SUK-D | List.Generators | Oil | SUK-D
BTN-D | BTN-D | TRUE | SAC | SAC | EGAT Diesel | EGAT Diesel | Oil GT 3 | Oil | Diesel Engine | Diesel | DIESEL | Optimal | 0 | 0 | 1 | 1 | 1 | 1 | 1 | 8 | 8 | 8 | 8 | 8 | 10358 | 10.9795 | #N/A | #N/A | #N/A | 8 | 40 | 0.1 | #N/A | #N/A | #N/A | #N/A | EGAT | #N/A | 08/2015 | 2015 | BTN-D | EGAT Diesel | Generator.Nodes | BTN-D | SAC | Generator.Fuels | BTN-D | DIESEL | Reserve.Generators | EGAT_reserve | BTN-D | Reserve.Generators | DynamicReserve | BTN-D | Reserve.Generators | RegulatingReserve | BTN-D | List.Generators | Oil | BTN-D
BTG-D | BTG-D | TRUE | SAC | SAC | EGAT Diesel | EGAT Diesel | Oil GT 3 | Oil | Diesel Engine | Diesel | DIESEL | Optimal | 0 | 0 | 1 | 1 | 1 | 1 | 1 | 10 | 10 | 10 | 10 | 10 | 10358 | 10.9795 | #N/A | #N/A | #N/A | 8 | 40 | 0.1 | #N/A | #N/A | #N/A | #N/A | EGAT | #N/A | 08/2015 | 2015 | BTG-D | EGAT Diesel | Generator.Nodes | BTG-D | SAC | Generator.Fuels | BTG-D | DIESEL | Reserve.Generators | EGAT_reserve | BTG-D | Reserve.Generators | DynamicReserve | BTG-D | Reserve.Generators | RegulatingReserve | BTG-D | List.Generators | Oil | BTG-D
GE-F1 | GE-F1 | #N/A | CAC-E | CAC | SPP-Firm-Gas | SPP-Firm | Gas GT 3 | Gas | Cogeneration | Gas | Gas | Fixed Pattern | #N/A | #N/A | 1 | 1 | 1 | 1 | 1 | 60 | 30 | 30 | 30 | 30 | #N/A | #N/A | #N/A | #N/A | #N/A | 8 | 40 | 0.1 | #N/A | #N/A | #N/A | #N/A | SPP | E | 4/1996 | 1996 | GE-F1 | SPP-Firm-E | Generator.Nodes | GE-F1 | CAC | Generator.Fuels | GE-F1 | Gas | Reserve.Generators | EGAT_reserve | #N/A | Reserve.Generators | DynamicReserve | GE-F1 | Reserve.Generators | RegulatingReserve | #N/A | List.Generators | Gas | GE-F1
GE-F2 | GE-F2 | #N/A | CAC-E | CAC | SPP-Firm-Gas | SPP-Firm | Gas GT 3 | Gas | Cogeneration | Gas | Gas | Fixed Pattern | #N/A | #N/A | 1 | 1 | 1 | 1 | 1 | 60 | 30 | 30 | 30 | 30 | #N/A | #N/A | #N/A | #N/A | #N/A | 8 | 40 | 0.1 | #N/A | #N/A | #N/A | #N/A | SPP | E | 10/1996 | 1996 | GE-F2 | SPP-Firm-E | Generator.Nodes | GE-F2 | CAC | Generator.Fuels | GE-F2 | Gas | Reserve.Generators | EGAT_reserve | #N/A | Reserve.Generators | DynamicReserve | GE-F2 | Reserve.Generators | RegulatingReserve | #N/A | List.Generators | Gas | GE-F2
TPT-F | TPT-F | #N/A | CAC-E | CAC | SPP-Firm-Coal | SPP-Firm | Coal Subcritical 5 | Coal | Cogeneration | Coal | Coal | Fixed Pattern | #N/A | #N/A | 0 | 0 | 0 | 0 | 0 | 9.5 | 9.5 | 9.5 | 9.5 | 9.5 | #N/A | #N/A | #N/A | #N/A | #N/A | 8 | 40 | 0.1 | #N/A | #N/A | #N/A | #N/A | SPP | E | 2/1997 | 1997 | TPT-F | SPP-Firm-E | Generator.Nodes | TPT-F | CAC | Generator.Fuels | TPT-F | Coal | Reserve.Generators | EGAT_reserve | #N/A | Reserve.Generators | DynamicReserve | TPT-F | Reserve.Generators | RegulatingReserve | #N/A | List.Generators | Coal | TPT-F
PTC-F | PTC-F | #N/A | CAC-E | CAC | SPP-Firm-Gas | SPP-Firm | Gas GT 3 | Gas | Cogeneration | Gas | Gas | Fixed Pattern | #N/A | #N/A | 1 | 1 | 1 | 1 | 1 | 32 | 30 | 30 | 30 | 30 | #N/A | #N/A | #N/A | #N/A | #N/A | 8 | 40 | 0.1 | #N/A | #N/A | #N/A | #N/A | SPP | E | 4/1997 | 1997 | PTC-F | SPP-Firm-E | Generator.Nodes | PTC-F | CAC | Generator.Fuels | PTC-F | Gas | Reserve.Generators | EGAT_reserve | #N/A | Reserve.Generators | DynamicReserve | PTC-F | Reserve.Generators | RegulatingReserve | #N/A | List.Generators | Gas | PTC-F
GS1-F1 | GS1-F1 | #N/A | CAC-E | CAC | SPP-Firm-Gas | SPP-Firm | Gas GT 3 | Gas | Cogeneration | Gas | Gas | Fixed Pattern | #N/A | #N/A | 1 | 1 | 1 | 1 | 1 | 55 | 30 | 30 | 30 | 30 | #N/A | #N/A | #N/A | #N/A | #N/A | 8 | 40 | 0.1 | #N/A | #N/A | #N/A | #N/A | SPP | A | 2/1998 | 1998 | GS1-F1 | SPP-Firm-A | Generator.Nodes | GS1-F1 | CAC | Generator.Fuels | GS1-F1 | Gas | Reserve.Generators | EGAT_reserve | #N/A | Reserve.Generators | DynamicReserve | GS1-F1 | Reserve.Generators | RegulatingReserve | #N/A | List.Generators | Gas | GS1-F1
TOP-F | TOP-F | #N/A | CAC-E | CAC | SPP-Firm-Gas | SPP-Firm | Gas GT 3 | Gas | Cogeneration | Gas | Gas | Fixed Pattern | #N/A | #N/A | 1 | 0 | 0 | 0 | 0 | 41 | 30 | 30 | 30 | 30 | #N/A | #N/A | #N/A | #N/A | #N/A | 8 | 40 | 0.1 | #N/A | #N/A | #N/A | #N/A | SPP | A | 4/1998 | 1998 | TOP-F | SPP-Firm-A | Generator.Nodes | TOP-F | CAC | Generator.Fuels | TOP-F | Gas | Reserve.Generators | EGAT_reserve | #N/A | Reserve.Generators | DynamicReserve | TOP-F | Reserve.Generators | RegulatingReserve | #N/A | List.Generators | Gas | TOP-F
ABP1-F | ABP1-F | #N/A | CAC-E | CAC | SPP-Firm-Gas | SPP-Firm | Gas GT 3 | Gas | Cogeneration | Gas | Gas | Fixed Pattern | #N/A | #N/A | 1 | 1 | 1 | 1 | 1 | 60 | 30 | 30 | 30 | 30 | #N/A | #N/A | #N/A | #N/A | #N/A | 8 | 40 | 0.1 | #N/A | #N/A | #N/A | #N/A | SPP | D | 9/1998 | 1998 | ABP1-F | SPP-Firm-D | Generator.Nodes | ABP1-F | CAC | Generator.Fuels | ABP1-F | Gas | Reserve.Generators | EGAT_reserve | #N/A | Reserve.Generators | DynamicReserve | ABP1-F | Reserve.Generators | RegulatingReserve | #N/A | List.Generators | Gas | ABP1-F
GS1-F2 | GS1-F2 | #N/A | CAC-E | CAC | SPP-Firm-Gas | SPP-Firm | Gas GT 3 | Gas | Cogeneration | Gas | Gas | Fixed Pattern | #N/A | #N/A | 1 | 1 | 1 | 1 | 1 | 55 | 30 | 30 | 30 | 30 | #N/A | #N/A | #N/A | #N/A | #N/A | 8 | 40 | 0.1 | #N/A | #N/A | #N/A | #N/A | SPP | A | 9/1998 | 1998 | GS1-F2 | SPP-Firm-A | Generator.Nodes | GS1-F2 | CAC | Generator.Fuels | GS1-F2 | Gas | Reserve.Generators | EGAT_reserve | #N/A | Reserve.Generators | DynamicReserve | GS1-F2 | Reserve.Generators | RegulatingReserve | #N/A | List.Generators | Gas | GS1-F2
BCC-F | BCC-F | #N/A | CAC-E | CAC | SPP-Firm-Gas | SPP-Firm | Gas GT 3 | Gas | Cogeneration | Gas | Gas | Fixed Pattern | #N/A | #N/A | 1 | 1 | 1 | 1 | 1 | 60 | 30 | 30 | 30 | 30 | #N/A | #N/A | #N/A | #N/A | #N/A | 8 | 40 | 0.1 | #N/A | #N/A | #N/A | #N/A | SPP | A | 2/1999 | 1999 | BCC-F | SPP-Firm-A | Generator.Nodes | BCC-F | CAC | Generator.Fuels | BCC-F | Gas | Reserve.Generators | EGAT_reserve | #N/A | Reserve.Generators | DynamicReserve | BCC-F | Reserve.Generators | RegulatingReserve | #N/A | List.Generators | Gas | BCC-F
NPS-F1 | NPS-F1 | #N/A | CAC-E | CAC | SPP-Firm-Coal | SPP-Firm | Coal Subcritical 5 | Coal | Cogeneration | Coal | Coal | Fixed Pattern | #N/A | #N/A | 1 | 1 | 1 | 1 | 1 | 90 | 27 | 27 | 27 | 27 | #N/A | #N/A | #N/A | #N/A | #N/A | 8 | 40 | 0.1 | #N/A | #N/A | #N/A | #N/A | SPP | G | 3/1999 | 1999 | NPS-F1 | SPP-Firm-G | Generator.Nodes | NPS-F1 | CAC | Generator.Fuels | NPS-F1 | Coal | Reserve.Generators | EGAT_reserve | #N/A | Reserve.Generators | DynamicReserve | NPS-F1 | Reserve.Generators | RegulatingReserve | #N/A | List.Generators | Coal | NPS-F1
GS2-F1 | GS2-F1 | #N/A | CAC-E | CAC | SPP-Firm-Gas | SPP-Firm | Gas GT 3 | Gas | Cogeneration | Gas | Gas | Fixed Pattern | #N/A | #N/A | 1 | 1 | 1 | 1 | 1 | 60 | 30 | 30 | 30 | 30 | #N/A | #N/A | #N/A | #N/A | #N/A | 8 | 40 | 0.1 | #N/A | #N/A | #N/A | #N/A | SPP | D | 3/1999 | 1999 | GS2-F1 | SPP-Firm-D | Generator.Nodes | GS2-F1 | CAC | Generator.Fuels | GS2-F1 | Gas | Reserve.Generators | EGAT_reserve | #N/A | Reserve.Generators | DynamicReserve | GS2-F1 | Reserve.Generators | RegulatingReserve | #N/A | List.Generators | Gas | GS2-F1
SHC-F | SHC-F | #N/A | CAC-E | CAC | SPP-Firm-Gas | SPP-Firm | Gas GT 3 | Gas | Cogeneration | Gas | Gas | Fixed Pattern | #N/A | #N/A | 1 | 1 | 1 | 1 | 1 | 90 | 30 | 30 | 30 | 30 | #N/A | #N/A | #N/A | #N/A | #N/A | 8 | 40 | 0.1 | #N/A | #N/A | #N/A | #N/A | SPP | A | 4/1999 | 1999 | SHC-F | SPP-Firm-A | Generator.Nodes | SHC-F | CAC | Generator.Fuels | SHC-F | Gas | Reserve.Generators | EGAT_reserve | #N/A | Reserve.Generators | DynamicReserve | SHC-F | Reserve.Generators | RegulatingReserve | #N/A | List.Generators | Gas | SHC-F
GS2-F2 | GS2-F2 | #N/A | CAC-E | CAC | SPP-Firm-Gas | SPP-Firm | Gas GT 3 | Gas | Cogeneration | Gas | Gas | Fixed Pattern | #N/A | #N/A | 1 | 1 | 1 | 1 | 1 | 60 | 30 | 30 | 30 | 30 | #N/A | #N/A | #N/A | #N/A | #N/A | 8 | 40 | 0.1 | #N/A | #N/A | #N/A | #N/A | SPP | D | 4/1999 | 1999 | GS2-F2 | SPP-Firm-D | Generator.Nodes | GS2-F2 | CAC | Generator.Fuels | GS2-F2 | Gas | Reserve.Generators | EGAT_reserve | #N/A | Reserve.Generators | DynamicReserve | GS2-F2 | Reserve.Generators | RegulatingReserve | #N/A | List.Generators | Gas | GS2-F2
RP-F1 | RP-F1 | #N/A | CAC-N | CAC | SPP-Firm-Gas | SPP-Firm | Gas GT 3 | Gas | Cogeneration | Gas | Gas | Fixed Pattern | #N/A | #N/A | 1 | 1 | 0 | 0 | 0 | 90 | 30 | 30 | 30 | 30 | #N/A | #N/A | #N/A | #N/A | #N/A | 8 | 40 | 0.1 | #N/A | #N/A | #N/A | #N/A | SPP | A | 5/1999 | 1999 | RP-F1 | SPP-Firm-A | Generator.Nodes | RP-F1 | CAC | Generator.Fuels | RP-F1 | Gas | Reserve.Generators | EGAT_reserve | #N/A | Reserve.Generators | DynamicReserve | RP-F1 | Reserve.Generators | RegulatingReserve | #N/A | List.Generators | Gas | RP-F1
NPS-F2 | NPS-F2 | #N/A | CAC-E | CAC | SPP-Firm-Coal | SPP-Firm | Coal Subcritical 5 | Coal | Cogeneration | Coal | Coal | Fixed Pattern | #N/A | #N/A | 1 | 0 | 0 | 0 | 0 | 90 | 30 | 30 | 30 | 30 | #N/A | #N/A | #N/A | #N/A | #N/A | 8 | 40 | 0.1 | #N/A | #N/A | #N/A | #N/A | SPP | G | 7/1999 | 1999 | NPS-F2 | SPP-Firm-G | Generator.Nodes | NPS-F2 | CAC | Generator.Fuels | NPS-F2 | Coal | Reserve.Generators | EGAT_reserve | #N/A | Reserve.Generators | DynamicReserve | NPS-F2 | Reserve.Generators | RegulatingReserve | #N/A | List.Generators | Coal | NPS-F2
SMC-F | SMC-F | #N/A | MAC | MAC | SPP-Firm-Gas | SPP-Firm | Gas GT 3 | Gas | Cogeneration | Gas | Gas | Fixed Pattern | #N/A | #N/A | 0 | 0 | 0 | 0 | 0 | 90 | 30 | 30 | 30 | 30 | #N/A | #N/A | #N/A | #N/A | #N/A | 8 | 40 | 0.1 | #N/A | #N/A | #N/A | #N/A | SPP | A | 8/1999 | 1999 | SMC-F | SPP-Firm-A | Generator.Nodes | SMC-F | MAC | Generator.Fuels | SMC-F | Gas | Reserve.Generators | EGAT_reserve | #N/A | Reserve.Generators | DynamicReserve | SMC-F | Reserve.Generators | RegulatingReserve | #N/A | List.Generators | Gas | SMC-F
GS3-F1 | GS3-F1 | #N/A | CAC-E | CAC | SPP-Firm-Coal | SPP-Firm | Coal Subcritical 5 | Coal | Cogeneration | Coal | Coal | Fixed Pattern | #N/A | #N/A | 1 | 1 | 1 | 1 | 1 | 90 | 30 | 30 | 30 | 30 | #N/A | #N/A | #N/A | #N/A | #N/A | 8 | 40 | 0.1 | #N/A | #N/A | #N/A | #N/A | SPP | G | 9/1999 | 1999 | GS3-F1 | SPP-Firm-G | Generator.Nodes | GS3-F1 | CAC | Generator.Fuels | GS3-F1 | Coal | Reserve.Generators | EGAT_reserve | #N/A | Reserve.Generators | DynamicReserve | GS3-F1 | Reserve.Generators | RegulatingReserve | #N/A | List.Generators | Coal | GS3-F1
GS3-F2 | GS3-F2 | #N/A | CAC-E | CAC | SPP-Firm-Coal | SPP-Firm | Coal Subcritical 5 | Coal | Cogeneration | Coal | Coal | Fixed Pattern | #N/A | #N/A | 1 | 1 | 1 | 1 | 1 | 90 | 30 | 30 | 30 | 30 | #N/A | #N/A | #N/A | #N/A | #N/A | 8 | 40 | 0.1 | #N/A | #N/A | #N/A | #N/A | SPP | G | 3/2000 | 2000 | GS3-F2 | SPP-Firm-G | Generator.Nodes | GS3-F2 | CAC | Generator.Fuels | GS3-F2 | Coal | Reserve.Generators | EGAT_reserve | #N/A | Reserve.Generators | DynamicReserve | GS3-F2 | Reserve.Generators | RegulatingReserve | #N/A | List.Generators | Coal | GS3-F2
GS11-F | GS11-F | #N/A | CAC-E | CAC | SPP-Firm-Gas | SPP-Firm | Gas GT 3 | Gas | Cogeneration | Gas | Gas | Fixed Pattern | #N/A | #N/A | 1 | 1 | 0 | 0 | 0 | 90 | 30 | 30 | 30 | 30 | #N/A | #N/A | #N/A | #N/A | #N/A | 8 | 40 | 0.1 | #N/A | #N/A | #N/A | #N/A | SPP | A | 10/2000 | 2000 | GS11-F | SPP-Firm-A | Generator.Nodes | GS11-F | CAC | Generator.Fuels | GS11-F | Gas | Reserve.Generators | EGAT_reserve | #N/A | Reserve.Generators | DynamicReserve | GS11-F | Reserve.Generators | RegulatingReserve | #N/A | List.Generators | Gas | GS11-F
NKC-F | NKC-F | #N/A | CAC-N | CAC | SPP-Firm-Gas | SPP-Firm | Gas GT 3 | Gas | Cogeneration | Gas | Gas | Fixed Pattern | #N/A | #N/A | 0 | 0 | 0 | 0 | 0 | 0 | 30 | 30 | 30 | 30 | #N/A | #N/A | #N/A | #N/A | #N/A | 8 | 40 | 0.1 | #N/A | #N/A | #N/A | #N/A | SPP | A | 10/2000 | 2000 | NKC-F | SPP-Firm-A | Generator.Nodes | NKC-F | CAC | Generator.Fuels | NKC-F | Gas | Reserve.Generators | EGAT_reserve | #N/A | Reserve.Generators | DynamicReserve | NKC-F | Reserve.Generators | RegulatingReserve | #N/A | List.Generators | Gas | NKC-F
BPL1-F | BPL1-F | #N/A | CAC-E | CAC | SPP-Firm-Gas | SPP-Firm | Gas GT 3 | Gas | Cogeneration | Gas | Gas | Fixed Pattern | #N/A | #N/A | 1 | 1 | 1 | 1 | 1 | 60 | 30 | 30 | 30 | 30 | #N/A | #N/A | #N/A | #N/A | #N/A | 8 | 40 | 0.1 | #N/A | #N/A | #N/A | #N/A | SPP | A | 7/2001 | 2001 | BPL1-F | SPP-Firm-A | Generator.Nodes | BPL1-F | CAC | Generator.Fuels | BPL1-F | Gas | Reserve.Generators | EGAT_reserve | #N/A | Reserve.Generators | DynamicReserve | BPL1-F | Reserve.Generators | RegulatingReserve | #N/A | List.Generators | Gas | BPL1-F
ABP2-F | ABP2-F | #N/A | CAC-E | CAC | SPP-Firm-Gas | SPP-Firm | Gas GT 3 | Gas | Cogeneration | Gas | Gas | Fixed Pattern | #N/A | #N/A | 1 | 1 | 1 | 1 | 1 | 90 | 30 | 30 | 30 | 30 | #N/A | #N/A | #N/A | #N/A | #N/A | 8 | 40 | 0.1 | #N/A | #N/A | #N/A | #N/A | SPP | D | 9/2001 | 2001 | ABP2-F | SPP-Firm-D | Generator.Nodes | ABP2-F | CAC | Generator.Fuels | ABP2-F | Gas | Reserve.Generators | EGAT_reserve | #N/A | Reserve.Generators | DynamicReserve | ABP2-F | Reserve.Generators | RegulatingReserve | #N/A | List.Generators | Gas | ABP2-F
EGC-F | EGC-F | #N/A | CAC-E | CAC | SPP-Firm-Gas | SPP-Firm | Gas GT 3 | Gas | Cogeneration | Gas | Gas | Fixed Pattern | #N/A | #N/A | 1 | 1 | 1 | 1 | 1 | 60 | 30 | 30 | 30 | 30 | #N/A | #N/A | #N/A | #N/A | #N/A | 8 | 40 | 0.1 | #N/A | #N/A | #N/A | #N/A | SPP | A | 1/2003 | 2003 | EGC-F | SPP-Firm-A | Generator.Nodes | EGC-F | CAC | Generator.Fuels | EGC-F | Gas | Reserve.Generators | EGAT_reserve | #N/A | Reserve.Generators | DynamicReserve | EGC-F | Reserve.Generators | RegulatingReserve | #N/A | List.Generators | Gas | EGC-F
SPG-F1 | SPG-F1 | #N/A | CAC-E | CAC | SPP-Firm-Gas | SPP-Firm | Gas GT 3 | Gas | Cogeneration | Gas | Gas | Fixed Pattern | #N/A | #N/A | 1 | 1 | 1 | 0 | 0 | 90 | 90 | 90 | 90 | 90 | #N/A | #N/A | #N/A | #N/A | #N/A | 8 | 40 | 0.1 | #N/A | #N/A | #N/A | #N/A | SPP | B | 12/2010 | 2010 | SPG-F1 | SPP-Firm-B | Generator.Nodes | SPG-F1 | CAC | Generator.Fuels | SPG-F1 | Gas | Reserve.Generators | EGAT_reserve | #N/A | Reserve.Generators | DynamicReserve | SPG-F1 | Reserve.Generators | RegulatingReserve | #N/A | List.Generators | Gas | SPG-F1
GE-F3 | GE-F3 | #N/A | CAC-E | CAC | SPP-Firm-Gas | SPP-Firm | Gas GT 3 | Gas | Cogeneration | Gas | Gas | Fixed Pattern | #N/A | #N/A | 1 | 1 | 1 | 1 | 0 | 74 | 74 | 74 | 74 | 74 | #N/A | #N/A | #N/A | #N/A | #N/A | 8 | 40 | 0.1 | #N/A | #N/A | #N/A | #N/A | SPP | B | 6/2012 | 2012 | GE-F3 | SPP-Firm-B | Generator.Nodes | GE-F3 | CAC | Generator.Fuels | GE-F3 | Gas | Reserve.Generators | EGAT_reserve | #N/A | Reserve.Generators | DynamicReserve | GE-F3 | Reserve.Generators | RegulatingReserve | #N/A | List.Generators | Gas | GE-F3
ABP3-F | ABP3-F | #N/A | CAC-E | CAC | SPP-Firm-Gas | SPP-Firm | Gas GT 3 | Gas | Cogeneration | Gas | Gas | Fixed Pattern | #N/A | #N/A | 1 | 1 | 1 | 1 | 0 | 90 | 90 | 90 | 90 | 90 | #N/A | #N/A | #N/A | #N/A | #N/A | 8 | 40 | 0.1 | #N/A | #N/A | #N/A | #N/A | SPP | B | 10/2012 | 2012 | ABP3-F | SPP-Firm-B | Generator.Nodes | ABP3-F | CAC | Generator.Fuels | ABP3-F | Gas | Reserve.Generators | EGAT_reserve | #N/A | Reserve.Generators | DynamicReserve | ABP3-F | Reserve.Generators | RegulatingReserve | #N/A | List.Generators | Gas | ABP3-F
GS11-F2 | GS11-F2 | #N/A | CAC-E | CAC | SPP-Firm-Gas | SPP-Firm | Gas GT 3 | Gas | Cogeneration | Gas | Gas | Fixed Pattern | #N/A | #N/A | 1 | 1 | 1 | 1 | 0 | 90 | 90 | 90 | 90 | 90 | #N/A | #N/A | #N/A | #N/A | #N/A | 8 | 40 | 0.1 | #N/A | #N/A | #N/A | #N/A | SPP | B | 12/2012 | 2012 | GS11-F2 | SPP-Firm-B | Generator.Nodes | GS11-F2 | CAC | Generator.Fuels | GS11-F2 | Gas | Reserve.Generators | EGAT_reserve | #N/A | Reserve.Generators | DynamicReserve | GS11-F2 | Reserve.Generators | RegulatingReserve | #N/A | List.Generators | Gas | GS11-F2
GKP1-F | GKP1-F | #N/A | CAC-N | CAC | SPP-Firm-Gas | SPP-Firm | Gas GT 3 | Gas | Cogeneration | Gas | Gas | Fixed Pattern | #N/A | #N/A | 1 | 1 | 1 | 1 | 0 | 90 | 90 | 90 | 90 | 90 | #N/A | #N/A | #N/A | #N/A | #N/A | 8 | 40 | 0.1 | #N/A | #N/A | #N/A | #N/A | SPP | B | 1/2013 | 2013 | GKP1-F | SPP-Firm-B | Generator.Nodes | GKP1-F | CAC | Generator.Fuels | GKP1-F | Gas | Reserve.Generators | EGAT_reserve | #N/A | Reserve.Generators | DynamicReserve | GKP1-F | Reserve.Generators | RegulatingReserve | #N/A | List.Generators | Gas | GKP1-F
GKP2-F | GKP2-F | #N/A | CAC-N | CAC | SPP-Firm-Gas | SPP-Firm | Gas GT 3 | Gas | Cogeneration | Gas | Gas | Fixed Pattern | #N/A | #N/A | 1 | 1 | 1 | 1 | 0 | 90 | 90 | 90 | 90 | 90 | #N/A | #N/A | #N/A | #N/A | #N/A | 8 | 40 | 0.1 | #N/A | #N/A | #N/A | #N/A | SPP | B | 2/2013 | 2013 | GKP2-F | SPP-Firm-B | Generator.Nodes | GKP2-F | CAC | Generator.Fuels | GKP2-F | Gas | Reserve.Generators | EGAT_reserve | #N/A | Reserve.Generators | DynamicReserve | GKP2-F | Reserve.Generators | RegulatingReserve | #N/A | List.Generators | Gas | GKP2-F
GTLC-F | GTLC-F | #N/A | CAC-N | CAC | SPP-Firm-Gas | SPP-Firm | Gas GT 3 | Gas | Cogeneration | Gas | Gas | Fixed Pattern | #N/A | #N/A | 1 | 1 | 1 | 1 | 0 | 90 | 90 | 90 | 90 | 90 | #N/A | #N/A | #N/A | #N/A | #N/A | 8 | 40 | 0.1 | #N/A | #N/A | #N/A | #N/A | SPP | B | 3/2013 | 2013 | GTLC-F | SPP-Firm-B | Generator.Nodes | GTLC-F | CAC | Generator.Fuels | GTLC-F | Gas | Reserve.Generators | EGAT_reserve | #N/A | Reserve.Generators | DynamicReserve | GTLC-F | Reserve.Generators | RegulatingReserve | #N/A | List.Generators | Gas | GTLC-F
GNNK-F | GNNK-F | #N/A | CAC-E | CAC | SPP-Firm-Gas | SPP-Firm | Gas GT 3 | Gas | Cogeneration | Gas | Gas | Fixed Pattern | #N/A | #N/A | 1 | 1 | 1 | 1 | 0 | 90 | 90 | 90 | 90 | 90 | #N/A | #N/A | #N/A | #N/A | #N/A | 8 | 40 | 0.1 | #N/A | #N/A | #N/A | #N/A | SPP | B | 4/2013 | 2013 | GNNK-F | SPP-Firm-B | Generator.Nodes | GNNK-F | CAC | Generator.Fuels | GNNK-F | Gas | Reserve.Generators | EGAT_reserve | #N/A | Reserve.Generators | DynamicReserve | GNNK-F | Reserve.Generators | RegulatingReserve | #N/A | List.Generators | Gas | GNNK-F
GNLL-F | GNLL-F | #N/A | CAC-E | CAC | SPP-Firm-Gas | SPP-Firm | Gas GT 3 | Gas | Cogeneration | Gas | Gas | Fixed Pattern | #N/A | #N/A | 1 | 1 | 1 | 1 | 0 | 90 | 90 | 90 | 90 | 90 | #N/A | #N/A | #N/A | #N/A | #N/A | 8 | 40 | 0.1 | #N/A | #N/A | #N/A | #N/A | SPP | B | 5/2013 | 2013 | GNLL-F | SPP-Firm-B | Generator.Nodes | GNLL-F | CAC | Generator.Fuels | GNLL-F | Gas | Reserve.Generators | EGAT_reserve | #N/A | Reserve.Generators | DynamicReserve | GNLL-F | Reserve.Generators | RegulatingReserve | #N/A | List.Generators | Gas | GNLL-F
ABR2-F | ABR2-F | #N/A | CAC-E | CAC | SPP-Firm-Gas | SPP-Firm | Gas GT 3 | Gas | Cogeneration | Gas | Gas | Fixed Pattern | #N/A | #N/A | 1 | 1 | 1 | 1 | 0 | 90 | 90 | 90 | 90 | 90 | #N/A | #N/A | #N/A | #N/A | #N/A | 8 | 40 | 0.1 | #N/A | #N/A | #N/A | #N/A | SPP | B | 6/2013 | 2013 | ABR2-F | SPP-Firm-B | Generator.Nodes | ABR2-F | CAC | Generator.Fuels | ABR2-F | Gas | Reserve.Generators | EGAT_reserve | #N/A | Reserve.Generators | DynamicReserve | ABR2-F | Reserve.Generators | RegulatingReserve | #N/A | List.Generators | Gas | ABR2-F
BIC-F | BIC-F | #N/A | CAC-N | CAC | SPP-Firm-Gas | SPP-Firm | Gas GT 3 | Gas | Cogeneration | Gas | Gas | Fixed Pattern | #N/A | #N/A | 1 | 1 | 1 | 1 | 0 | 90 | 90 | 90 | 90 | 90 | #N/A | #N/A | #N/A | #N/A | #N/A | 8 | 40 | 0.1 | #N/A | #N/A | #N/A | #N/A | SPP | B | 6/2013 | 2013 | BIC-F | SPP-Firm-B | Generator.Nodes | BIC-F | CAC | Generator.Fuels | BIC-F | Gas | Reserve.Generators | EGAT_reserve | #N/A | Reserve.Generators | DynamicReserve | BIC-F | Reserve.Generators | RegulatingReserve | #N/A | List.Generators | Gas | BIC-F
GCRN-F | GCRN-F | #N/A | MAC | MAC | SPP-Firm-Gas | SPP-Firm | Gas GT 3 | Gas | Cogeneration | Gas | Gas | Fixed Pattern | #N/A | #N/A | 1 | 1 | 1 | 1 | 0 | 90 | 90 | 90 | 90 | 90 | #N/A | #N/A | #N/A | #N/A | #N/A | 8 | 40 | 0.1 | #N/A | #N/A | #N/A | #N/A | SPP | B | 7/2013 | 2013 | GCRN-F | SPP-Firm-B | Generator.Nodes | GCRN-F | MAC | Generator.Fuels | GCRN-F | Gas | Reserve.Generators | EGAT_reserve | #N/A | Reserve.Generators | DynamicReserve | GCRN-F | Reserve.Generators | RegulatingReserve | #N/A | List.Generators | Gas | GCRN-F
RC-F | RC-F | #N/A | MAC | MAC | SPP-Firm-Gas | SPP-Firm | Gas GT 3 | Gas | Cogeneration | Gas | Gas | Fixed Pattern | #N/A | #N/A | 1 | 1 | 1 | 1 | 0 | 90 | 90 | 90 | 90 | 90 | #N/A | #N/A | #N/A | #N/A | #N/A | 8 | 40 | 0.1 | #N/A | #N/A | #N/A | #N/A | SPP | B | 4/2013 | 2013 | RC-F | SPP-Firm-B | Generator.Nodes | RC-F | MAC | Generator.Fuels | RC-F | Gas | Reserve.Generators | EGAT_reserve | #N/A | Reserve.Generators | DynamicReserve | RC-F | Reserve.Generators | RegulatingReserve | #N/A | List.Generators | Gas | RC-F
GNK2-F | GNK2-F | #N/A | CAC-N | CAC | SPP-Firm-Gas | SPP-Firm | Gas GT 3 | Gas | Cogeneration | Gas | Gas | Fixed Pattern | #N/A | #N/A | 1 | 1 | 1 | 1 | 0 | 90 | 90 | 90 | 90 | 90 | #N/A | #N/A | #N/A | #N/A | #N/A | 8 | 40 | 0.1 | #N/A | #N/A | #N/A | #N/A | SPP | B | 10/2013 | 2013 | GNK2-F | SPP-Firm-B | Generator.Nodes | GNK2-F | CAC | Generator.Fuels | GNK2-F | Gas | Reserve.Generators | EGAT_reserve | #N/A | Reserve.Generators | DynamicReserve | GNK2-F | Reserve.Generators | RegulatingReserve | #N/A | List.Generators | Gas | GNK2-F
RP-F2 | RP-F2 | #N/A | CAC-N | CAC | SPP-Firm-Gas | SPP-Firm | Gas GT 3 | Gas | Cogeneration | Gas | Gas | Fixed Pattern | #N/A | #N/A | 1 | 1 | 1 | 1 | 0 | 90 | 90 | 90 | 90 | 90 | #N/A | #N/A | #N/A | #N/A | #N/A | 8 | 40 | 0.1 | #N/A | #N/A | #N/A | #N/A | SPP | B | 7/2013 | 2013 | RP-F2 | SPP-Firm-B | Generator.Nodes | RP-F2 | CAC | Generator.Fuels | RP-F2 | Gas | Reserve.Generators | EGAT_reserve | #N/A | Reserve.Generators | DynamicReserve | RP-F2 | Reserve.Generators | RegulatingReserve | #N/A | List.Generators | Gas | RP-F2
ABR1-F | ABR1-F | #N/A | CAC-E | CAC | SPP-Firm-Gas | SPP-Firm | Gas GT 3 | Gas | Cogeneration | Gas | Gas | Fixed Pattern | #N/A | #N/A | 1 | 1 | 1 | 1 | 0 | 90 | 90 | 90 | 90 | 90 | #N/A | #N/A | #N/A | #N/A | #N/A | 8 | 40 | 0.1 | #N/A | #N/A | #N/A | #N/A | SPP | B | 11/2013 | 2013 | ABR1-F | SPP-Firm-B | Generator.Nodes | ABR1-F | CAC | Generator.Fuels | ABR1-F | Gas | Reserve.Generators | EGAT_reserve | #N/A | Reserve.Generators | DynamicReserve | ABR1-F | Reserve.Generators | RegulatingReserve | #N/A | List.Generators | Gas | ABR1-F
RBW-F1 | RBW-F1 | #N/A | CAC-W | CAC | SPP-Firm-Gas | SPP-Firm | Gas GT 3 | Gas | Cogeneration | Gas | Gas | Fixed Pattern | #N/A | #N/A | 1 | 1 | 1 | 1 | 0 | 90 | 90 | 90 | 90 | 90 | #N/A | #N/A | #N/A | #N/A | #N/A | 8 | 40 | 0.1 | #N/A | #N/A | #N/A | #N/A | SPP | B | 11/2014 | 2014 | RBW-F1 | SPP-Firm-B | Generator.Nodes | RBW-F1 | CAC | Generator.Fuels | RBW-F1 | Gas | Reserve.Generators | EGAT_reserve | #N/A | Reserve.Generators | DynamicReserve | RBW-F1 | Reserve.Generators | RegulatingReserve | #N/A | List.Generators | Gas | RBW-F1
RBW-F2 | RBW-F2 | #N/A | CAC-W | CAC | SPP-Firm-Gas | SPP-Firm | Gas GT 3 | Gas | Cogeneration | Gas | Gas | Fixed Pattern | #N/A | #N/A | 1 | 1 | 1 | 1 | 1 | 90 | 90 | 90 | 90 | 90 | #N/A | #N/A | #N/A | #N/A | #N/A | 8 | 40 | 0.1 | #N/A | #N/A | #N/A | #N/A | SPP | B | 3/2015 | 2015 | RBW-F2 | SPP-Firm-B | Generator.Nodes | RBW-F2 | CAC | Generator.Fuels | RBW-F2 | Gas | Reserve.Generators | EGAT_reserve | #N/A | Reserve.Generators | DynamicReserve | RBW-F2 | Reserve.Generators | RegulatingReserve | #N/A | List.Generators | Gas | RBW-F2
BIP1-F | BIP1-F | #N/A | MAC | MAC | SPP-Firm-Gas | SPP-Firm | Gas GT 3 | Gas | Cogeneration | Gas | Gas | Fixed Pattern | #N/A | #N/A | 1 | 1 | 1 | 1 | 1 | 90 | 90 | 90 | 90 | 90 | #N/A | #N/A | #N/A | #N/A | #N/A | 8 | 40 | 0.1 | #N/A | #N/A | #N/A | #N/A | SPP | B | 3/2015 | 2015 | BIP1-F | SPP-Firm-B | Generator.Nodes | BIP1-F | MAC | Generator.Fuels | BIP1-F | Gas | Reserve.Generators | EGAT_reserve | #N/A | Reserve.Generators | DynamicReserve | BIP1-F | Reserve.Generators | RegulatingReserve | #N/A | List.Generators | Gas | BIP1-F
ABP4-F | ABP4-F | #N/A | CAC-E | CAC | SPP-Firm-Gas | SPP-Firm | Gas GT 3 | Gas | Cogeneration | Gas | Gas | Fixed Pattern | #N/A | #N/A | 1 | 1 | 1 | 1 | 1 | 90 | 90 | 90 | 90 | 90 | #N/A | #N/A | #N/A | #N/A | #N/A | 8 | 40 | 0.1 | #N/A | #N/A | #N/A | #N/A | SPP | B | 11/2015 | 2015 | ABP4-F | SPP-Firm-B | Generator.Nodes | ABP4-F | CAC | Generator.Fuels | ABP4-F | Gas | Reserve.Generators | EGAT_reserve | #N/A | Reserve.Generators | DynamicReserve | ABP4-F | Reserve.Generators | RegulatingReserve | #N/A | List.Generators | Gas | ABP4-F
BIP2-F | BIP2-F | #N/A | MAC | MAC | SPP-Firm-Gas | SPP-Firm | Gas GT 3 | Gas | Cogeneration | Gas | Gas | Fixed Pattern | #N/A | #N/A | 1 | 1 | 1 | 1 | 1 | 90 | 90 | 90 | 90 | 90 | #N/A | #N/A | #N/A | #N/A | #N/A | 8 | 40 | 0.1 | #N/A | #N/A | #N/A | #N/A | SPP | C | 1/2016 | 2016 | BIP2-F | SPP-Firm-C | Generator.Nodes | BIP2-F | MAC | Generator.Fuels | BIP2-F | Gas | Reserve.Generators | EGAT_reserve | #N/A | Reserve.Generators | DynamicReserve | BIP2-F | Reserve.Generators | RegulatingReserve | #N/A | List.Generators | Gas | BIP2-F
PPT-F | PPT-F | #N/A | MAC | MAC | SPP-Firm-Gas | SPP-Firm | Gas GT 3 | Gas | Cogeneration | Gas | Gas | Fixed Pattern | #N/A | #N/A | 1 | 1 | 1 | 1 | 1 | 90 | 90 | 90 | 90 | 90 | #N/A | #N/A | #N/A | #N/A | #N/A | 8 | 40 | 0.1 | #N/A | #N/A | #N/A | #N/A | SPP | C | 3/2016 | 2016 | PPT-F | SPP-Firm-C | Generator.Nodes | PPT-F | MAC | Generator.Fuels | PPT-F | Gas | Reserve.Generators | EGAT_reserve | #N/A | Reserve.Generators | DynamicReserve | PPT-F | Reserve.Generators | RegulatingReserve | #N/A | List.Generators | Gas | PPT-F
TOPS-F1 | TOPS-F1 | #N/A | CAC-E | CAC | SPP-Firm-Gas | SPP-Firm | Gas GT 3 | Gas | Cogeneration | Gas | Gas | Fixed Pattern | #N/A | #N/A | 1 | 1 | 1 | 1 | 1 | 90 | 90 | 90 | 90 | 90 | #N/A | #N/A | #N/A | #N/A | #N/A | 8 | 40 | 0.1 | #N/A | #N/A | #N/A | #N/A | SPP | B | 4/2016 | 2016 | TOPS-F1 | SPP-Firm-B | Generator.Nodes | TOPS-F1 | CAC | Generator.Fuels | TOPS-F1 | Gas | Reserve.Generators | EGAT_reserve | #N/A | Reserve.Generators | DynamicReserve | TOPS-F1 | Reserve.Generators | RegulatingReserve | #N/A | List.Generators | Gas | TOPS-F1
ATP-F | ATP-F | #N/A | CAC-N | CAC | SPP-Firm-Gas | SPP-Firm | Gas GT 3 | Gas | Cogeneration | Gas | Gas | Fixed Pattern | #N/A | #N/A | 1 | 1 | 1 | 1 | 1 | 90 | 90 | 90 | 90 | 90 | #N/A | #N/A | #N/A | #N/A | #N/A | 8 | 40 | 0.1 | #N/A | #N/A | #N/A | #N/A | SPP | C | 5/2016 | 2016 | ATP-F | SPP-Firm-C | Generator.Nodes | ATP-F | CAC | Generator.Fuels | ATP-F | Gas | Reserve.Generators | EGAT_reserve | #N/A | Reserve.Generators | DynamicReserve | ATP-F | Reserve.Generators | RegulatingReserve | #N/A | List.Generators | Gas | ATP-F
TOPS-F2 | TOPS-F2 | #N/A | CAC-E | CAC | SPP-Firm-Gas | SPP-Firm | Gas GT 3 | Gas | Cogeneration | Gas | Gas | Fixed Pattern | #N/A | #N/A | 1 | 1 | 1 | 1 | 1 | 90 | 90 | 90 | 90 | 90 | #N/A | #N/A | #N/A | #N/A | #N/A | 8 | 40 | 0.1 | #N/A | #N/A | #N/A | #N/A | SPP | C | 6/2016 | 2016 | TOPS-F2 | SPP-Firm-C | Generator.Nodes | TOPS-F2 | CAC | Generator.Fuels | TOPS-F2 | Gas | Reserve.Generators | EGAT_reserve | #N/A | Reserve.Generators | DynamicReserve | TOPS-F2 | Reserve.Generators | RegulatingReserve | #N/A | List.Generators | Gas | TOPS-F2
ENV-F | ENV-F | #N/A | MAC | MAC | SPP-Firm-Gas | SPP-Firm | Gas GT 3 | Gas | Cogeneration | Gas | Gas | Fixed Pattern | #N/A | #N/A | 1 | 1 | 1 | 1 | 1 | 90 | 90 | 90 | 90 | 90 | #N/A | #N/A | #N/A | #N/A | #N/A | 8 | 40 | 0.1 | #N/A | #N/A | #N/A | #N/A | SPP | C | 6/2016 | 2016 | ENV-F | SPP-Firm-C | Generator.Nodes | ENV-F | MAC | Generator.Fuels | ENV-F | Gas | Reserve.Generators | EGAT_reserve | #N/A | Reserve.Generators | DynamicReserve | ENV-F | Reserve.Generators | RegulatingReserve | #N/A | List.Generators | Gas | ENV-F
ABP5-F | ABP5-F | #N/A | CAC-E | CAC | SPP-Firm-Gas | SPP-Firm | Gas GT 3 | Gas | Cogeneration | Gas | Gas | Fixed Pattern | #N/A | #N/A | 1 | 1 | 1 | 1 | 1 | 90 | 90 | 90 | 90 | 90 | #N/A | #N/A | #N/A | #N/A | #N/A | 8 | 40 | 0.1 | #N/A | #N/A | #N/A | #N/A | SPP | C | 6/2016 | 2016 | ABP5-F | SPP-Firm-C | Generator.Nodes | ABP5-F | CAC | Generator.Fuels | ABP5-F | Gas | Reserve.Generators | EGAT_reserve | #N/A | Reserve.Generators | DynamicReserve | ABP5-F | Reserve.Generators | RegulatingReserve | #N/A | List.Generators | Gas | ABP5-F
BPW1-F | BPW1-F | #N/A | CAC-E | CAC | SPP-Firm-Gas | SPP-Firm | Gas GT 3 | Gas | Cogeneration | Gas | Gas | Fixed Pattern | #N/A | #N/A | 1 | 1 | 1 | 1 | 1 | 90 | 90 | 90 | 90 | 90 | #N/A | #N/A | #N/A | #N/A | #N/A | 8 | 40 | 0.1 | #N/A | #N/A | #N/A | #N/A | SPP | C | 11/2016 | 2016 | BPW1-F | SPP-Firm-C | Generator.Nodes | BPW1-F | CAC | Generator.Fuels | BPW1-F | Gas | Reserve.Generators | EGAT_reserve | #N/A | Reserve.Generators | DynamicReserve | BPW1-F | Reserve.Generators | RegulatingReserve | #N/A | List.Generators | Gas | BPW1-F
SSUT-F2 | SSUT-F2 | #N/A | MAC | MAC | SPP-Firm-Gas | SPP-Firm | Gas GT 3 | Gas | Cogeneration | Gas | Gas | Fixed Pattern | #N/A | #N/A | 1 | 1 | 1 | 1 | 1 | 90 | 90 | 90 | 90 | 90 | #N/A | #N/A | #N/A | #N/A | #N/A | 8 | 40 | 0.1 | #N/A | #N/A | #N/A | #N/A | SPP | C | 12/2016 | 2016 | SSUT-F2 | SPP-Firm-C | Generator.Nodes | SSUT-F2 | MAC | Generator.Fuels | SSUT-F2 | Gas | Reserve.Generators | EGAT_reserve | #N/A | Reserve.Generators | DynamicReserve | SSUT-F2 | Reserve.Generators | RegulatingReserve | #N/A | List.Generators | Gas | SSUT-F2
SSUT-F1 | SSUT-F1 | #N/A | MAC | MAC | SPP-Firm-Gas | SPP-Firm | Gas GT 3 | Gas | Cogeneration | Gas | Gas | Fixed Pattern | #N/A | #N/A | 1 | 1 | 1 | 1 | 1 | 90 | 90 | 90 | 90 | 90 | #N/A | #N/A | #N/A | #N/A | #N/A | 8 | 40 | 0.1 | #N/A | #N/A | #N/A | #N/A | SPP | C | 12/2016 | 2016 | SSUT-F1 | SPP-Firm-C | Generator.Nodes | SSUT-F1 | MAC | Generator.Fuels | SSUT-F1 | Gas | Reserve.Generators | EGAT_reserve | #N/A | Reserve.Generators | DynamicReserve | SSUT-F1 | Reserve.Generators | RegulatingReserve | #N/A | List.Generators | Gas | SSUT-F1
AAA-F | AAA-F | #N/A | CAC-E | CAC | SPP-Firm-Gas | SPP-Firm | Gas GT 3 | Gas | Cogeneration | Gas | Gas | Fixed Pattern | #N/A | #N/A | 1 | 1 | 1 | 1 | 1 | 90 | 90 | 90 | 90 | 90 | #N/A | #N/A | #N/A | #N/A | #N/A | 8 | 40 | 0.1 | #N/A | #N/A | #N/A | #N/A | SPP | C | 2/2017 | 2017 | AAA-F | SPP-Firm-C | Generator.Nodes | AAA-F | CAC | Generator.Fuels | AAA-F | Gas | Reserve.Generators | EGAT_reserve | #N/A | Reserve.Generators | DynamicReserve | AAA-F | Reserve.Generators | RegulatingReserve | #N/A | List.Generators | Gas | AAA-F
GVTP-F | GVTP-F | #N/A | CAC-E | CAC | SPP-Firm-Gas | SPP-Firm | Gas GT 3 | Gas | Cogeneration | Gas | Gas | Fixed Pattern | #N/A | #N/A | 1 | 1 | 1 | 1 | 1 | 90 | 90 | 90 | 90 | 90 | #N/A | #N/A | #N/A | #N/A | #N/A | 8 | 40 | 0.1 | #N/A | #N/A | #N/A | #N/A | SPP | C | 5/2017 | 2017 | GVTP-F | SPP-Firm-C | Generator.Nodes | GVTP-F | CAC | Generator.Fuels | GVTP-F | Gas | Reserve.Generators | EGAT_reserve | #N/A | Reserve.Generators | DynamicReserve | GVTP-F | Reserve.Generators | RegulatingReserve | #N/A | List.Generators | Gas | GVTP-F
RP-F3 | RP-F3 | #N/A | CAC-N | CAC | SPP-Firm-Gas | SPP-Firm | Gas GT 3 | Gas | Cogeneration | Gas | Gas | Fixed Pattern | #N/A | #N/A | 1 | 1 | 1 | 1 | 1 | 90 | 90 | 90 | 90 | 90 | #N/A | #N/A | #N/A | #N/A | #N/A | 8 | 40 | 0.1 | #N/A | #N/A | #N/A | #N/A | SPP | C | 6/2017 | 2017 | RP-F3 | SPP-Firm-C | Generator.Nodes | RP-F3 | CAC | Generator.Fuels | RP-F3 | Gas | Reserve.Generators | EGAT_reserve | #N/A | Reserve.Generators | DynamicReserve | RP-F3 | Reserve.Generators | RegulatingReserve | #N/A | List.Generators | Gas | RP-F3
BIC-F2 | BIC-F2 | #N/A | CAC-N | CAC | SPP-Firm-Gas | SPP-Firm | Gas GT 3 | Gas | Cogeneration | Gas | Gas | Fixed Pattern | #N/A | #N/A | 1 | 1 | 1 | 1 | 1 | 90 | 90 | 90 | 90 | 90 | #N/A | #N/A | #N/A | #N/A | #N/A | 8 | 40 | 0.1 | #N/A | #N/A | #N/A | #N/A | SPP | C | 6/2017 | 2017 | BIC-F2 | SPP-Firm-C | Generator.Nodes | BIC-F2 | CAC | Generator.Fuels | BIC-F2 | Gas | Reserve.Generators | EGAT_reserve | #N/A | Reserve.Generators | DynamicReserve | BIC-F2 | Reserve.Generators | RegulatingReserve | #N/A | List.Generators | Gas | BIC-F2
GTS1-F | GTS1-F | #N/A | CAC-E | CAC | SPP-Firm-Gas | SPP-Firm | Gas GT 3 | Gas | Cogeneration | Gas | Gas | Fixed Pattern | #N/A | #N/A | 1 | 1 | 1 | 1 | 1 | 90 | 90 | 90 | 90 | 90 | #N/A | #N/A | #N/A | #N/A | #N/A | 8 | 40 | 0.1 | #N/A | #N/A | #N/A | #N/A | SPP | C | 7/2017 | 2017 | GTS1-F | SPP-Firm-C | Generator.Nodes | GTS1-F | CAC | Generator.Fuels | GTS1-F | Gas | Reserve.Generators | EGAT_reserve | #N/A | Reserve.Generators | DynamicReserve | GTS1-F | Reserve.Generators | RegulatingReserve | #N/A | List.Generators | Gas | GTS1-F
KGLU-F | KGLU-F | #N/A | MAC | MAC | SPP-Firm-Gas | SPP-Firm | Gas GT 3 | Gas | Cogeneration | Gas | Gas | Fixed Pattern | #N/A | #N/A | 1 | 1 | 1 | 1 | 1 | 90 | 90 | 90 | 90 | 90 | #N/A | #N/A | #N/A | #N/A | #N/A | 8 | 40 | 0.1 | #N/A | #N/A | #N/A | #N/A | SPP | C | 7/2017 | 2017 | KGLU-F | SPP-Firm-C | Generator.Nodes | KGLU-F | MAC | Generator.Fuels | KGLU-F | Gas | Reserve.Generators | EGAT_reserve | #N/A | Reserve.Generators | DynamicReserve | KGLU-F | Reserve.Generators | RegulatingReserve | #N/A | List.Generators | Gas | KGLU-F
GTS2-F | GTS2-F | #N/A | CAC-E | CAC | SPP-Firm-Gas | SPP-Firm | Gas GT 3 | Gas | Cogeneration | Gas | Gas | Fixed Pattern | #N/A | #N/A | 1 | 1 | 1 | 1 | 1 | 90 | 90 | 90 | 90 | 90 | #N/A | #N/A | #N/A | #N/A | #N/A | 8 | 40 | 0.1 | #N/A | #N/A | #N/A | #N/A | SPP | C | 9/2017 | 2017 | GTS2-F | SPP-Firm-C | Generator.Nodes | GTS2-F | CAC | Generator.Fuels | GTS2-F | Gas | Reserve.Generators | EGAT_reserve | #N/A | Reserve.Generators | DynamicReserve | GTS2-F | Reserve.Generators | RegulatingReserve | #N/A | List.Generators | Gas | GTS2-F
BPU-F1 | BPU-F1 | #N/A | CAC-W | CAC | SPP-Firm-Gas | SPP-Firm | Gas GT 3 | Gas | Cogeneration | Gas | Gas | Fixed Pattern | #N/A | #N/A | 1 | 1 | 1 | 1 | 1 | 90 | 90 | 90 | 90 | 90 | #N/A | #N/A | #N/A | #N/A | #N/A | 8 | 40 | 0.1 | #N/A | #N/A | #N/A | #N/A | SPP | C | 10/2017 | 2017 | BPU-F1 | SPP-Firm-C | Generator.Nodes | BPU-F1 | CAC | Generator.Fuels | BPU-F1 | Gas | Reserve.Generators | EGAT_reserve | #N/A | Reserve.Generators | DynamicReserve | BPU-F1 | Reserve.Generators | RegulatingReserve | #N/A | List.Generators | Gas | BPU-F1
BPU-F2 | BPU-F2 | #N/A | CAC-W | CAC | SPP-Firm-Gas | SPP-Firm | Gas GT 3 | Gas | Cogeneration | Gas | Gas | Fixed Pattern | #N/A | #N/A | 1 | 1 | 1 | 1 | 1 | 90 | 90 | 90 | 90 | 90 | #N/A | #N/A | #N/A | #N/A | #N/A | 8 | 40 | 0.1 | #N/A | #N/A | #N/A | #N/A | SPP | C | 10/2017 | 2017 | BPU-F2 | SPP-Firm-C | Generator.Nodes | BPU-F2 | CAC | Generator.Fuels | BPU-F2 | Gas | Reserve.Generators | EGAT_reserve | #N/A | Reserve.Generators | DynamicReserve | BPU-F2 | Reserve.Generators | RegulatingReserve | #N/A | List.Generators | Gas | BPU-F2
GTS3-F | GTS3-F | #N/A | CAC-E | CAC | SPP-Firm-Gas | SPP-Firm | Gas GT 3 | Gas | Cogeneration | Gas | Gas | Fixed Pattern | #N/A | #N/A | 1 | 1 | 1 | 1 | 1 | 90 | 90 | 90 | 90 | 90 | #N/A | #N/A | #N/A | #N/A | #N/A | 8 | 40 | 0.1 | #N/A | #N/A | #N/A | #N/A | SPP | C | 11/2017 | 2017 | GTS3-F | SPP-Firm-C | Generator.Nodes | GTS3-F | CAC | Generator.Fuels | GTS3-F | Gas | Reserve.Generators | EGAT_reserve | #N/A | Reserve.Generators | DynamicReserve | GTS3-F | Reserve.Generators | RegulatingReserve | #N/A | List.Generators | Gas | GTS3-F
IRPP-F1 | IRPP-F1 | #N/A | CAC-E | CAC | SPP-Firm-Gas | SPP-Firm | Gas GT 3 | Gas | Cogeneration | Gas | Gas | Fixed Pattern | #N/A | #N/A | 1 | 1 | 1 | 1 | 1 | 90 | 90 | 90 | 90 | 90 | #N/A | #N/A | #N/A | #N/A | #N/A | 8 | 40 | 0.1 | #N/A | #N/A | #N/A | #N/A | SPP | C | 11/2017 | 2017 | IRPP-F1 | SPP-Firm-C | Generator.Nodes | IRPP-F1 | CAC | Generator.Fuels | IRPP-F1 | Gas | Reserve.Generators | EGAT_reserve | #N/A | Reserve.Generators | DynamicReserve | IRPP-F1 | Reserve.Generators | RegulatingReserve | #N/A | List.Generators | Gas | IRPP-F1
IRPP-F2 | IRPP-F2 | #N/A | CAC-E | CAC | SPP-Firm-Gas | SPP-Firm | Gas GT 3 | Gas | Cogeneration | Gas | Gas | Fixed Pattern | #N/A | #N/A | 1 | 1 | 1 | 1 | 1 | 90 | 90 | 90 | 90 | 90 | #N/A | #N/A | #N/A | #N/A | #N/A | 8 | 40 | 0.1 | #N/A | #N/A | #N/A | #N/A | SPP | C | 11/2017 | 2017 | IRPP-F2 | SPP-Firm-C | Generator.Nodes | IRPP-F2 | CAC | Generator.Fuels | IRPP-F2 | Gas | Reserve.Generators | EGAT_reserve | #N/A | Reserve.Generators | DynamicReserve | IRPP-F2 | Reserve.Generators | RegulatingReserve | #N/A | List.Generators | Gas | IRPP-F2
GTS4-F | GTS4-F | #N/A | CAC-E | CAC | SPP-Firm-Gas | SPP-Firm | Gas GT 3 | Gas | Cogeneration | Gas | Gas | Fixed Pattern | #N/A | #N/A | 1 | 1 | 1 | 1 | 1 | 90 | 90 | 90 | 90 | 90 | #N/A | #N/A | #N/A | #N/A | #N/A | 8 | 40 | 0.1 | #N/A | #N/A | #N/A | #N/A | SPP | C | 1/2018 | 2018 | GTS4-F | SPP-Firm-C | Generator.Nodes | GTS4-F | CAC | Generator.Fuels | GTS4-F | Gas | Reserve.Generators | EGAT_reserve | #N/A | Reserve.Generators | DynamicReserve | GTS4-F | Reserve.Generators | RegulatingReserve | #N/A | List.Generators | Gas | GTS4-F
GNC-F | GNC-F | #N/A | CAC-E | CAC | SPP-Firm-Gas | SPP-Firm | Gas GT 3 | Gas | Cogeneration | Gas | Gas | Fixed Pattern | #N/A | #N/A | 1 | 1 | 1 | 1 | 1 | 90 | 90 | 90 | 90 | 90 | #N/A | #N/A | #N/A | #N/A | #N/A | 8 | 40 | 0.1 | #N/A | #N/A | #N/A | #N/A | SPP | C | 3/2018 | 2018 | GNC-F | SPP-Firm-C | Generator.Nodes | GNC-F | CAC | Generator.Fuels | GNC-F | Gas | Reserve.Generators | EGAT_reserve | #N/A | Reserve.Generators | DynamicReserve | GNC-F | Reserve.Generators | RegulatingReserve | #N/A | List.Generators | Gas | GNC-F
ABR3-F | ABR3-F | #N/A | CAC-E | CAC | SPP-Firm-Gas | SPP-Firm | Gas GT 3 | Gas | Cogeneration | Gas | Gas | Fixed Pattern | #N/A | #N/A | 1 | 1 | 1 | 1 | 1 | 90 | 90 | 90 | 90 | 90 | #N/A | #N/A | #N/A | #N/A | #N/A | 8 | 40 | 0.1 | #N/A | #N/A | #N/A | #N/A | SPP | C | 2/2018 | 2018 | ABR3-F | SPP-Firm-C | Generator.Nodes | ABR3-F | CAC | Generator.Fuels | ABR3-F | Gas | Reserve.Generators | EGAT_reserve | #N/A | Reserve.Generators | DynamicReserve | ABR3-F | Reserve.Generators | RegulatingReserve | #N/A | List.Generators | Gas | ABR3-F
ABR4-F | ABR4-F | #N/A | CAC-E | CAC | SPP-Firm-Gas | SPP-Firm | Gas GT 3 | Gas | Cogeneration | Gas | Gas | Fixed Pattern | #N/A | #N/A | 1 | 1 | 1 | 1 | 1 | 90 | 90 | 90 | 90 | 90 | #N/A | #N/A | #N/A | #N/A | #N/A | 8 | 40 | 0.1 | #N/A | #N/A | #N/A | #N/A | SPP | C | 6/2018 | 2018 | ABR4-F | SPP-Firm-C | Generator.Nodes | ABR4-F | CAC | Generator.Fuels | ABR4-F | Gas | Reserve.Generators | EGAT_reserve | #N/A | Reserve.Generators | DynamicReserve | ABR4-F | Reserve.Generators | RegulatingReserve | #N/A | List.Generators | Gas | ABR4-F
ABR5-F | ABR5-F | #N/A | CAC-E | CAC | SPP-Firm-Gas | SPP-Firm | Gas GT 3 | Gas | Cogeneration | Gas | Gas | Fixed Pattern | #N/A | #N/A | 1 | 1 | 1 | 1 | 1 | 90 | 90 | 90 | 90 | 90 | #N/A | #N/A | #N/A | #N/A | #N/A | 8 | 40 | 0.1 | #N/A | #N/A | #N/A | #N/A | SPP | C | 10/2018 | 2018 | ABR5-F | SPP-Firm-C | Generator.Nodes | ABR5-F | CAC | Generator.Fuels | ABR5-F | Gas | Reserve.Generators | EGAT_reserve | #N/A | Reserve.Generators | DynamicReserve | ABR5-F | Reserve.Generators | RegulatingReserve | #N/A | List.Generators | Gas | ABR5-F
GBL-F | GBL-F | #N/A | CAC-N | CAC | SPP-Firm-Gas | SPP-Firm | Gas GT 3 | Gas | Cogeneration | Gas | Gas | Fixed Pattern | #N/A | #N/A | 1 | 1 | 1 | 1 | 1 | 90 | 90 | 90 | 90 | 90 | #N/A | #N/A | #N/A | #N/A | #N/A | 8 | 40 | 0.1 | #N/A | #N/A | #N/A | #N/A | SPP | C | 9/2018 | 2018 | GBL-F | SPP-Firm-C | Generator.Nodes | GBL-F | CAC | Generator.Fuels | GBL-F | Gas | Reserve.Generators | EGAT_reserve | #N/A | Reserve.Generators | DynamicReserve | GBL-F | Reserve.Generators | RegulatingReserve | #N/A | List.Generators | Gas | GBL-F
GBP-F | GBP-F | #N/A | CAC-N | CAC | SPP-Firm-Gas | SPP-Firm | Gas GT 3 | Gas | Cogeneration | Gas | Gas | Fixed Pattern | #N/A | #N/A | 1 | 1 | 1 | 1 | 1 | 90 | 90 | 90 | 90 | 90 | #N/A | #N/A | #N/A | #N/A | #N/A | 8 | 40 | 0.1 | #N/A | #N/A | #N/A | #N/A | SPP | C | 11/2018 | 2018 | GBP-F | SPP-Firm-C | Generator.Nodes | GBP-F | CAC | Generator.Fuels | GBP-F | Gas | Reserve.Generators | EGAT_reserve | #N/A | Reserve.Generators | DynamicReserve | GBP-F | Reserve.Generators | RegulatingReserve | #N/A | List.Generators | Gas | GBP-F
GNLL2-F | GNLL2-F | #N/A | CAC-E | CAC | SPP-Firm-Gas | SPP-Firm | Gas GT 3 | Gas | Cogeneration | Gas | Gas | Fixed Pattern | #N/A | #N/A | 1 | 1 | 1 | 1 | 1 | 90 | 90 | 90 | 90 | 90 | #N/A | #N/A | #N/A | #N/A | #N/A | 8 | 40 | 0.1 | #N/A | #N/A | #N/A | #N/A | SPP | C | 1/2019 | 2019 | GNLL2-F | SPP-Firm-C | Generator.Nodes | GNLL2-F | CAC | Generator.Fuels | GNLL2-F | Gas | Reserve.Generators | EGAT_reserve | #N/A | Reserve.Generators | DynamicReserve | GNLL2-F | Reserve.Generators | RegulatingReserve | #N/A | List.Generators | Gas | GNLL2-F
GNPM-F | GNPM-F | #N/A | CAC-N | CAC | SPP-Firm-Gas | SPP-Firm | Gas GT 3 | Gas | Cogeneration | Gas | Gas | Fixed Pattern | #N/A | #N/A | 1 | 1 | 1 | 1 | 1 | 90 | 90 | 90 | 90 | 90 | #N/A | #N/A | #N/A | #N/A | #N/A | 8 | 40 | 0.1 | #N/A | #N/A | #N/A | #N/A | SPP | C | 3/2019 | 2019 | GNPM-F | SPP-Firm-C | Generator.Nodes | GNPM-F | CAC | Generator.Fuels | GNPM-F | Gas | Reserve.Generators | EGAT_reserve | #N/A | Reserve.Generators | DynamicReserve | GNPM-F | Reserve.Generators | RegulatingReserve | #N/A | List.Generators | Gas | GNPM-F
GNRV1-F | GNRV1-F | #N/A | NEC | NEC | SPP-Firm-Gas | SPP-Firm | Gas GT 3 | Gas | Cogeneration | Gas | Gas | Fixed Pattern | #N/A | #N/A | 1 | 1 | 1 | 1 | 1 | 90 | 90 | 90 | 90 | 90 | #N/A | #N/A | #N/A | #N/A | #N/A | 8 | 40 | 0.1 | #N/A | #N/A | #N/A | #N/A | SPP | C | 5/2019 | 2019 | GNRV1-F | SPP-Firm-C | Generator.Nodes | GNRV1-F | NEC | Generator.Fuels | GNRV1-F | Gas | Reserve.Generators | EGAT_reserve | #N/A | Reserve.Generators | DynamicReserve | GNRV1-F | Reserve.Generators | RegulatingReserve | #N/A | List.Generators | Gas | GNRV1-F
RCC-F | RCC-F | #N/A | CAC-W | CAC | SPP-Firm-Gas | SPP-Firm | Gas GT 3 | Gas | Cogeneration | Gas | Gas | Fixed Pattern | #N/A | #N/A | 0 | 0 | 0 | 0 | 0 | 90 | 90 | 90 | 90 | 90 | #N/A | #N/A | #N/A | #N/A | #N/A | 8 | 40 | 0.1 | #N/A | #N/A | #N/A | #N/A | SPP | A | 6/2019 | 2019 | RCC-F | SPP-Firm-A | Generator.Nodes | RCC-F | CAC | Generator.Fuels | RCC-F | Gas | Reserve.Generators | EGAT_reserve | #N/A | Reserve.Generators | DynamicReserve | RCC-F | Reserve.Generators | RegulatingReserve | #N/A | List.Generators | Gas | RCC-F
GNRV2-F | GNRV2-F | #N/A | NEC | NEC | SPP-Firm-Gas | SPP-Firm | Gas GT 3 | Gas | Cogeneration | Gas | Gas | Fixed Pattern | #N/A | #N/A | 1 | 1 | 1 | 1 | 1 | 90 | 90 | 90 | 90 | 90 | #N/A | #N/A | #N/A | #N/A | #N/A | 8 | 40 | 0.1 | #N/A | #N/A | #N/A | #N/A | SPP | C | 7/2019 | 2019 | GNRV2-F | SPP-Firm-C | Generator.Nodes | GNRV2-F | NEC | Generator.Fuels | GNRV2-F | Gas | Reserve.Generators | EGAT_reserve | #N/A | Reserve.Generators | DynamicReserve | GNRV2-F | Reserve.Generators | RegulatingReserve | #N/A | List.Generators | Gas | GNRV2-F
DFE-F | DFE-F | #N/A | NAC | NAC | SPP-Firm-Oil | SPP-Firm | Oil GT 3 | Oil | Cogeneration | Oil | Oil | Fixed Pattern | #N/A | #N/A | 0 | 0 | 0 | 0 | 0 | 4.5 | 4.5 | 4.5 | 4.5 | 4.5 | #N/A | #N/A | #N/A | #N/A | #N/A | 8 | 40 | 0.1 | #N/A | #N/A | #N/A | #N/A | SPP | F | 6/1998 | 1998 | DFE-F | SPP-Firm-F | Generator.Nodes | DFE-F | NAC | Generator.Fuels | DFE-F | Oil | Reserve.Generators | EGAT_reserve | #N/A | Reserve.Generators | DynamicReserve | DFE-F | Reserve.Generators | RegulatingReserve | #N/A | List.Generators | Oil | DFE-F
GCC-F | GCC-F | #N/A | CAC-N | CAC | SPP-Firm-Gas | SPP-Firm | Gas GT 3 | Gas | Cogeneration | Gas | Gas | Fixed Pattern | #N/A | #N/A | 0 | 0 | 0 | 0 | 0 | 90 | 30 | 30 | 30 | 30 | #N/A | #N/A | #N/A | #N/A | #N/A | 8 | 40 | 0.1 | #N/A | #N/A | #N/A | #N/A | SPP | A | 9/1998 | 1998 | GCC-F | SPP-Firm-A | Generator.Nodes | GCC-F | CAC | Generator.Fuels | GCC-F | Gas | Reserve.Generators | EGAT_reserve | #N/A | Reserve.Generators | DynamicReserve | GCC-F | Reserve.Generators | RegulatingReserve | #N/A | List.Generators | Gas | GCC-F
NVE-F | NVE-F | #N/A | MAC | MAC | SPP-Firm-Gas | SPP-Firm | Gas GT 3 | Gas | Cogeneration | Gas | Gas | Fixed Pattern | #N/A | #N/A | 0 | 0 | 0 | 0 | 0 | 90 | 90 | 90 | 90 | 90 | #N/A | #N/A | #N/A | #N/A | #N/A | 8 | 40 | 0.1 | #N/A | #N/A | #N/A | #N/A | SPP | C | 01/2009 | 2009 | NVE-F | SPP-Firm-C | Generator.Nodes | NVE-F | MAC | Generator.Fuels | NVE-F | Gas | Reserve.Generators | EGAT_reserve | #N/A | Reserve.Generators | DynamicReserve | NVE-F | Reserve.Generators | RegulatingReserve | #N/A | List.Generators | Gas | NVE-F
ABPR3-F | ABPR3-F | #N/A | CAC-E | CAC | SPP-Firm-Gas | SPP-Firm | Gas GT 3 | Gas | Cogeneration | Gas | Gas | Fixed Pattern | #N/A | #N/A | 0 | 0 | 0 | 0 | 0 | 90 | 90 | 90 | 90 | 90 | #N/A | #N/A | #N/A | #N/A | #N/A | 8 | 40 | 0.1 | #N/A | #N/A | #N/A | #N/A | SPP | C | 10/2012 | 2012 | ABPR3-F | SPP-Firm-C | Generator.Nodes | ABPR3-F | CAC | Generator.Fuels | ABPR3-F | Gas | Reserve.Generators | EGAT_reserve | #N/A | Reserve.Generators | DynamicReserve | ABPR3-F | Reserve.Generators | RegulatingReserve | #N/A | List.Generators | Gas | ABPR3-F
ABPR4-F | ABPR4-F | #N/A | CAC-E | CAC | SPP-Firm-Gas | SPP-Firm | Gas GT 3 | Gas | Cogeneration | Gas | Gas | Fixed Pattern | #N/A | #N/A | 0 | 0 | 0 | 0 | 0 | 90 | 90 | 90 | 90 | 90 | #N/A | #N/A | #N/A | #N/A | #N/A | 8 | 40 | 0.1 | #N/A | #N/A | #N/A | #N/A | SPP | C | 11/2015 | 2015 | ABPR4-F | SPP-Firm-C | Generator.Nodes | ABPR4-F | CAC | Generator.Fuels | ABPR4-F | Gas | Reserve.Generators | EGAT_reserve | #N/A | Reserve.Generators | DynamicReserve | ABPR4-F | Reserve.Generators | RegulatingReserve | #N/A | List.Generators | Gas | ABPR4-F
SPG-F2 | SPG-F2 | #N/A | CAC-E | CAC | SPP-Firm-Gas | SPP-Firm | Gas GT 3 | Gas | Cogeneration | Gas | Gas | Fixed Pattern | #N/A | #N/A | 0 | 1 | 1 | 1 | 1 | 90 | 90 | 90 | 90 | 90 | #N/A | #N/A | #N/A | #N/A | #N/A | 8 | 40 | 0.1 | #N/A | #N/A | #N/A | #N/A | SPP | C | 4/2022 | 2022 | SPG-F2 | SPP-Firm-C | Generator.Nodes | SPG-F2 | CAC | Generator.Fuels | SPG-F2 | Gas | Reserve.Generators | EGAT_reserve | #N/A | Reserve.Generators | DynamicReserve | SPG-F2 | Reserve.Generators | RegulatingReserve | #N/A | List.Generators | Gas | SPG-F2
ABPR5-F | ABPR5-F | #N/A | CAC-E | CAC | SPP-Firm-Gas | SPP-Firm | Gas GT 3 | Gas | Cogeneration | Gas | Gas | Fixed Pattern | #N/A | #N/A | 0 | 0 | 0 | 0 | 0 | 90 | 90 | 90 | 90 | 90 | #N/A | #N/A | #N/A | #N/A | #N/A | 8 | 40 | 0.1 | #N/A | #N/A | #N/A | #N/A | SPP | C | 6/2016 | 2016 | ABPR5-F | SPP-Firm-C | Generator.Nodes | ABPR5-F | CAC | Generator.Fuels | ABPR5-F | Gas | Reserve.Generators | EGAT_reserve | #N/A | Reserve.Generators | DynamicReserve | ABPR5-F | Reserve.Generators | RegulatingReserve | #N/A | List.Generators | Gas | ABPR5-F
BPR1-F | BPR1-F | #N/A | CAC-W | CAC | SPP-Firm-Gas | SPP-Firm | Gas GT 3 | Gas | Cogeneration | Gas | Gas | Fixed Pattern | #N/A | #N/A | 0 | 1 | 1 | 1 | 1 | 90 | 90 | 90 | 90 | 90 | #N/A | #N/A | #N/A | #N/A | #N/A | 8 | 40 | 0.1 | #N/A | #N/A | #N/A | #N/A | SPP | A | 6/2021 | 2021 | BPR1-F | SPP-Firm-A | Generator.Nodes | BPR1-F | CAC | Generator.Fuels | BPR1-F | Gas | Reserve.Generators | EGAT_reserve | #N/A | Reserve.Generators | DynamicReserve | BPR1-F | Reserve.Generators | RegulatingReserve | #N/A | List.Generators | Gas | BPR1-F
BPR2-F | BPR2-F | #N/A | CAC-W | CAC | SPP-Firm-Gas | SPP-Firm | Gas GT 3 | Gas | Cogeneration | Gas | Gas | Fixed Pattern | #N/A | #N/A | 0 | 1 | 1 | 1 | 1 | 90 | 90 | 90 | 90 | 90 | #N/A | #N/A | #N/A | #N/A | #N/A | 8 | 40 | 0.1 | #N/A | #N/A | #N/A | #N/A | SPP | A | 10/2021 | 2021 | BPR2-F | SPP-Firm-A | Generator.Nodes | BPR2-F | CAC | Generator.Fuels | BPR2-F | Gas | Reserve.Generators | EGAT_reserve | #N/A | Reserve.Generators | DynamicReserve | BPR2-F | Reserve.Generators | RegulatingReserve | #N/A | List.Generators | Gas | BPR2-F
BPC-F | BPC-F | #N/A | CAC-W | CAC | SPP-Firm-Gas | SPP-Firm | Gas GT 3 | Gas | Cogeneration | Gas | Gas | Fixed Pattern | #N/A | #N/A | 1 | 1 | 1 | 1 | 1 | 90 | 90 | 90 | 90 | 90 | #N/A | #N/A | #N/A | #N/A | #N/A | 8 | 40 | 0.1 | #N/A | #N/A | #N/A | #N/A | SPP | C | 6/2019 | 2019 | BPC-F | SPP-Firm-C | Generator.Nodes | BPC-F | CAC | Generator.Fuels | BPC-F | Gas | Reserve.Generators | EGAT_reserve | #N/A | Reserve.Generators | DynamicReserve | BPC-F | Reserve.Generators | RegulatingReserve | #N/A | List.Generators | Gas | BPC-F
NP3-F | NP3-F | #N/A | CAC-E | CAC | SPP-Firm-Biomass | SPP-Firm | Biomass Power Plant | Bioenergy | Renewable-Biomass | Biomass | Bio_Wood | Fixed Pattern | #N/A | #N/A | 1 | 0 | 0 | 0 | 0 | 41 | 41 | 41 | 41 | 41 | #N/A | #N/A | #N/A | #N/A | #N/A | 8 | 40 | 0.1 | #N/A | #N/A | #N/A | #N/A | SPP | G | 4/1999 | 1999 | NP3-F | SPP-Firm-G | Generator.Nodes | NP3-F | CAC | Generator.Fuels | NP3-F | Bio_Wood | Reserve.Generators | EGAT_reserve | #N/A | Reserve.Generators | DynamicReserve | NP3-F | Reserve.Generators | RegulatingReserve | #N/A | List.Generators | Bioenergy | NP3-F
NP2-F | NP2-F | #N/A | CAC-E | CAC | SPP-Firm-Biomass | SPP-Firm | Biomass Power Plant | Bioenergy | Renewable-Biomass | Biomass | Bio_Wood | Fixed Pattern | #N/A | #N/A | 0 | 0 | 0 | 0 | 0 | 8 | 8 | 8 | 8 | 8 | #N/A | #N/A | #N/A | #N/A | #N/A | 8 | 40 | 0.1 | #N/A | #N/A | #N/A | #N/A | SPP | G | 5/1999 | 1999 | NP2-F | SPP-Firm-G | Generator.Nodes | NP2-F | CAC | Generator.Fuels | NP2-F | Bio_Wood | Reserve.Generators | EGAT_reserve | #N/A | Reserve.Generators | DynamicReserve | NP2-F | Reserve.Generators | RegulatingReserve | #N/A | List.Generators | Bioenergy | NP2-F
BMP-F | BMP-F | #N/A | NAC | NAC | SPP-Firm-Biomass | SPP-Firm | Biomass Power Plant | Bioenergy | Renewable-Biomass | Biomass | Bio_Wood | Fixed Pattern | #N/A | #N/A | 1 | 1 | 0 | 0 | 0 | 5 | 5 | 5 | 5 | 5 | #N/A | #N/A | #N/A | #N/A | #N/A | 8 | 40 | 0.1 | #N/A | #N/A | #N/A | #N/A | SPP | G | 9/2001 | 2001 | BMP-F | SPP-Firm-G | Generator.Nodes | BMP-F | NAC | Generator.Fuels | BMP-F | Bio_Wood | Reserve.Generators | EGAT_reserve | #N/A | Reserve.Generators | DynamicReserve | BMP-F | Reserve.Generators | RegulatingReserve | #N/A | List.Generators | Bioenergy | BMP-F
REG-F | REG-F | #N/A | NEC | NEC | SPP-Firm-Biomass | SPP-Firm | Biomass Power Plant | Bioenergy | Renewable-Biomass | Biomass | Bio_Wood | Fixed Pattern | #N/A | #N/A | 1 | 0 | 0 | 0 | 0 | 8.8 | 8.8 | 8.8 | 8.8 | 8.8 | #N/A | #N/A | #N/A | #N/A | #N/A | 8 | 40 | 0.1 | #N/A | #N/A | #N/A | #N/A | SPP | G | 5/2003 | 2003 | REG-F | SPP-Firm-G | Generator.Nodes | REG-F | NEC | Generator.Fuels | REG-F | Bio_Wood | Reserve.Generators | EGAT_reserve | #N/A | Reserve.Generators | DynamicReserve | REG-F | Reserve.Generators | RegulatingReserve | #N/A | List.Generators | Bioenergy | REG-F
NP5-F | NP5-F | #N/A | CAC-E | CAC | SPP-Firm-Biomass | SPP-Firm | Biomass Power Plant | Bioenergy | Renewable-Biomass | Biomass | Bio_Wood | Fixed Pattern | #N/A | #N/A | 1 | 1 | 0 | 0 | 0 | 50 | 50 | 50 | 50 | 50 | #N/A | #N/A | #N/A | #N/A | #N/A | 8 | 40 | 0.1 | #N/A | #N/A | #N/A | #N/A | SPP | G | 5/2003 | 2003 | NP5-F | SPP-Firm-G | Generator.Nodes | NP5-F | CAC | Generator.Fuels | NP5-F | Bio_Wood | Reserve.Generators | EGAT_reserve | #N/A | Reserve.Generators | DynamicReserve | NP5-F | Reserve.Generators | RegulatingReserve | #N/A | List.Generators | Bioenergy | NP5-F
NP11-F | NP11-F | #N/A | CAC-E | CAC | SPP-Firm-Biomass | SPP-Firm | Biomass Power Plant | Bioenergy | Renewable-Biomass | Biomass | Bio_Wood | Fixed Pattern | #N/A | #N/A | 0 | 0 | 0 | 0 | 0 | 25 | 25 | 25 | 25 | 25 | #N/A | #N/A | #N/A | #N/A | #N/A | 8 | 40 | 0.1 | #N/A | #N/A | #N/A | #N/A | SPP | G | 12/2003 | 2003 | NP11-F | SPP-Firm-G | Generator.Nodes | NP11-F | CAC | Generator.Fuels | NP11-F | Bio_Wood | Reserve.Generators | EGAT_reserve | #N/A | Reserve.Generators | DynamicReserve | NP11-F | Reserve.Generators | RegulatingReserve | #N/A | List.Generators | Bioenergy | NP11-F
MPBD-F1 | MPBD-F1 | #N/A | CAC-N | CAC | SPP-Firm-Biomass | SPP-Firm | Biomass Power Plant | Bioenergy | Renewable-Biomass | Biomass | Bio_Wood | Fixed Pattern | #N/A | #N/A | 1 | 1 | 0 | 0 | 0 | 27 | 27 | 27 | 27 | 27 | #N/A | #N/A | #N/A | #N/A | #N/A | 8 | 40 | 0.1 | #N/A | #N/A | #N/A | #N/A | SPP | G | 7/2004 | 2004 | MPBD-F1 | SPP-Firm-G | Generator.Nodes | MPBD-F1 | CAC | Generator.Fuels | MPBD-F1 | Bio_Wood | Reserve.Generators | EGAT_reserve | #N/A | Reserve.Generators | DynamicReserve | MPBD-F1 | Reserve.Generators | RegulatingReserve | #N/A | List.Generators | Bioenergy | MPBD-F1
MPB-F1 | MPB-F1 | #N/A | NEC | NEC | SPP-Firm-Biomass | SPP-Firm | Biomass Power Plant | Bioenergy | Renewable-Biomass | Biomass | Bio_Wood | Fixed Pattern | #N/A | #N/A | 1 | 1 | 0 | 0 | 0 | 29 | 29 | 29 | 29 | 29 | #N/A | #N/A | #N/A | #N/A | #N/A | 8 | 40 | 0.1 | #N/A | #N/A | #N/A | #N/A | SPP | G | 9/2004 | 2004 | MPB-F1 | SPP-Firm-G | Generator.Nodes | MPB-F1 | NEC | Generator.Fuels | MPB-F1 | Bio_Wood | Reserve.Generators | EGAT_reserve | #N/A | Reserve.Generators | DynamicReserve | MPB-F1 | Reserve.Generators | RegulatingReserve | #N/A | List.Generators | Bioenergy | MPB-F1
ATB-F | ATB-F | #N/A | NAC | NAC | SPP-Firm-Biomass | SPP-Firm | Biomass Power Plant | Bioenergy | Renewable-Biomass | Biomass | Bio_Wood | Fixed Pattern | #N/A | #N/A | 1 | 1 | 1 | 0 | 0 | 20 | 20 | 20 | 20 | 20 | #N/A | #N/A | #N/A | #N/A | #N/A | 8 | 40 | 0.1 | #N/A | #N/A | #N/A | #N/A | SPP | G | 12/2005 | 2005 | ATB-F | SPP-Firm-G | Generator.Nodes | ATB-F | NAC | Generator.Fuels | ATB-F | Bio_Wood | Reserve.Generators | EGAT_reserve | #N/A | Reserve.Generators | DynamicReserve | ATB-F | Reserve.Generators | RegulatingReserve | #N/A | List.Generators | Bioenergy | ATB-F
GYG-F | GYG-F | #N/A | SAC | SAC | SPP-Firm-Biomass | SPP-Firm | Biomass Power Plant | Bioenergy | Renewable-Biomass | Biomass | Bio_Wood | Fixed Pattern | #N/A | #N/A | 1 | 1 | 1 | 0 | 0 | 20.2 | 20.2 | 20.2 | 20.2 | 20.2 | #N/A | #N/A | #N/A | #N/A | #N/A | 8 | 40 | 0.1 | #N/A | #N/A | #N/A | #N/A | SPP | G | 11/2006 | 2006 | GYG-F | SPP-Firm-G | Generator.Nodes | GYG-F | SAC | Generator.Fuels | GYG-F | Bio_Wood | Reserve.Generators | EGAT_reserve | #N/A | Reserve.Generators | DynamicReserve | GYG-F | Reserve.Generators | RegulatingReserve | #N/A | List.Generators | Bioenergy | GYG-F
KKS-F | KKS-F | #N/A | NEC | NEC | SPP-Firm-Biomass | SPP-Firm | Biomass Power Plant | Bioenergy | Renewable-Biomass | Biomass | Bio_Wood | Fixed Pattern | #N/A | #N/A | 1 | 1 | 0 | 0 | 0 | 20 | 20 | 20 | 20 | 20 | #N/A | #N/A | #N/A | #N/A | #N/A | 8 | 40 | 0.1 | #N/A | #N/A | #N/A | #N/A | SPP | G | 12/2006 | 2006 | KKS-F | SPP-Firm-G | Generator.Nodes | KKS-F | NEC | Generator.Fuels | KKS-F | Bio_Wood | Reserve.Generators | EGAT_reserve | #N/A | Reserve.Generators | DynamicReserve | KKS-F | Reserve.Generators | RegulatingReserve | #N/A | List.Generators | Bioenergy | KKS-F
MGP-F | MGP-F | #N/A | NEC | NEC | SPP-Firm-Biomass | SPP-Firm | Biomass Power Plant | Bioenergy | Renewable-Biomass | Biomass | Bio_Wood | Fixed Pattern | #N/A | #N/A | 1 | 1 | 0 | 0 | 0 | 8 | 8 | 8 | 8 | 8 | #N/A | #N/A | #N/A | #N/A | #N/A | 8 | 40 | 0.1 | #N/A | #N/A | #N/A | #N/A | SPP | G | 1/2007 | 2007 | MGP-F | SPP-Firm-G | Generator.Nodes | MGP-F | NEC | Generator.Fuels | MGP-F | Bio_Wood | Reserve.Generators | EGAT_reserve | #N/A | Reserve.Generators | DynamicReserve | MGP-F | Reserve.Generators | RegulatingReserve | #N/A | List.Generators | Bioenergy | MGP-F
SGE-F | SGE-F | #N/A | SAC | SAC | SPP-Firm-Biomass | SPP-Firm | Biomass Power Plant | Bioenergy | Renewable-Biomass | Biomass | Bio_Wood | Fixed Pattern | #N/A | #N/A | 1 | 1 | 1 | 0 | 0 | 8.8 | 8.8 | 8.8 | 8.8 | 8.8 | #N/A | #N/A | #N/A | #N/A | #N/A | 8 | 40 | 0.1 | #N/A | #N/A | #N/A | #N/A | SPP | G | 9/2007 | 2007 | SGE-F | SPP-Firm-G | Generator.Nodes | SGE-F | SAC | Generator.Fuels | SGE-F | Bio_Wood | Reserve.Generators | EGAT_reserve | #N/A | Reserve.Generators | DynamicReserve | SGE-F | Reserve.Generators | RegulatingReserve | #N/A | List.Generators | Bioenergy | SGE-F
MPBD-F2 | MPBD-F2 | #N/A | CAC-N | CAC | SPP-Firm-Biomass | SPP-Firm | Biomass Power Plant | Bioenergy | Renewable-Biomass | Biomass | Bio_Wood | Fixed Pattern | #N/A | #N/A | 1 | 1 | 1 | 0 | 0 | 10.8 | 10.8 | 10.8 | 10.8 | 10.8 | #N/A | #N/A | #N/A | #N/A | #N/A | 8 | 40 | 0.1 | #N/A | #N/A | #N/A | #N/A | SPP | G | 11/2009 | 2009 | MPBD-F2 | SPP-Firm-G | Generator.Nodes | MPBD-F2 | CAC | Generator.Fuels | MPBD-F2 | Bio_Wood | Reserve.Generators | EGAT_reserve | #N/A | Reserve.Generators | DynamicReserve | MPBD-F2 | Reserve.Generators | RegulatingReserve | #N/A | List.Generators | Bioenergy | MPBD-F2
MPB-F2 | MPB-F2 | #N/A | NEC | NEC | SPP-Firm-Biomass | SPP-Firm | Biomass Power Plant | Bioenergy | Renewable-Biomass | Biomass | Bio_Wood | Fixed Pattern | #N/A | #N/A | 1 | 1 | 1 | 0 | 0 | 10 | 10 | 10 | 10 | 10 | #N/A | #N/A | #N/A | #N/A | #N/A | 8 | 40 | 0.1 | #N/A | #N/A | #N/A | #N/A | SPP | G | 11/2009 | 2009 | MPB-F2 | SPP-Firm-G | Generator.Nodes | MPB-F2 | NEC | Generator.Fuels | MPB-F2 | Bio_Wood | Reserve.Generators | EGAT_reserve | #N/A | Reserve.Generators | DynamicReserve | MPB-F2 | Reserve.Generators | RegulatingReserve | #N/A | List.Generators | Bioenergy | MPB-F2
MGB-F | MGB-F | #N/A | NEC | NEC | SPP-Firm-Biomass | SPP-Firm | Biomass Power Plant | Bioenergy | Renewable-Biomass | Biomass | Bio_Wood | Fixed Pattern | #N/A | #N/A | 1 | 1 | 1 | 0 | 0 | 15.5 | 15.5 | 15.5 | 15.5 | 15.5 | #N/A | #N/A | #N/A | #N/A | #N/A | 8 | 40 | 0.1 | #N/A | #N/A | #N/A | #N/A | SPP | G | 9/2012 | 2012 | MGB-F | SPP-Firm-G | Generator.Nodes | MGB-F | NEC | Generator.Fuels | MGB-F | Bio_Wood | Reserve.Generators | EGAT_reserve | #N/A | Reserve.Generators | DynamicReserve | MGB-F | Reserve.Generators | RegulatingReserve | #N/A | List.Generators | Bioenergy | MGB-F
KHB-F | KHB-F | #N/A | NEC | NEC | SPP-Firm-Biomass | SPP-Firm | Biomass Power Plant | Bioenergy | Renewable-Biomass | Biomass | Bio_Wood | Fixed Pattern | #N/A | #N/A | 1 | 1 | 1 | 1 | 1 | 22 | 22 | 22 | 22 | 22 | #N/A | #N/A | #N/A | #N/A | #N/A | 8 | 40 | 0.1 | #N/A | #N/A | #N/A | #N/A | SPP | G | 12/2015 | 2015 | KHB-F | SPP-Firm-G | Generator.Nodes | KHB-F | NEC | Generator.Fuels | KHB-F | Bio_Wood | Reserve.Generators | EGAT_reserve | #N/A | Reserve.Generators | DynamicReserve | KHB-F | Reserve.Generators | RegulatingReserve | #N/A | List.Generators | Bioenergy | KHB-F
BYB-F | BYB-F | #N/A | NEC | NEC | SPP-Firm-Biomass | SPP-Firm | Biomass Power Plant | Bioenergy | Renewable-Biomass | Biomass | Bio_Wood | Fixed Pattern | #N/A | #N/A | 1 | 1 | 1 | 1 | 1 | 25 | 25 | 25 | 25 | 25 | #N/A | #N/A | #N/A | #N/A | #N/A | 8 | 40 | 0.1 | #N/A | #N/A | #N/A | #N/A | SPP | E | 10/2019 | 2019 | BYB-F | SPP-Firm-E | Generator.Nodes | BYB-F | NEC | Generator.Fuels | BYB-F | Bio_Wood | Reserve.Generators | EGAT_reserve | #N/A | Reserve.Generators | DynamicReserve | BYB-F | Reserve.Generators | RegulatingReserve | #N/A | List.Generators | Bioenergy | BYB-F
MPBL-F2 | MPBL-F2 | TRUE | NEC | NEC | SPP-Firm-Biomass | SPP-Firm | Biomass Power Plant | Bioenergy | Renewable-Biomass | Biomass | Bio_Wood | Fixed Pattern | #N/A | #N/A | 1 | 1 | 1 | 0 | 0 | 21 | 21 | 21 | 21 | 21 | #N/A | #N/A | #N/A | #N/A | #N/A | 8 | 40 | 0.1 | #N/A | #N/A | #N/A | #N/A | SPP | G | 8/2018 | 2018 | MPBL-F2 | SPP-Firm-G | Generator.Nodes | MPBL-F2 | NEC | Generator.Fuels | MPBL-F2 | Bio_Wood | Reserve.Generators | EGAT_reserve | #N/A | Reserve.Generators | DynamicReserve | MPBL-F2 | Reserve.Generators | RegulatingReserve | #N/A | List.Generators | Bioenergy | MPBL-F2
SBM-F | SBM-F | TRUE | NEC | NEC | SPP-Firm-Biomass | SPP-Firm | Biomass Power Plant | Bioenergy | Renewable-Biomass | Biomass | Bio_Wood | Fixed Pattern | #N/A | #N/A | 1 | 1 | 0 | 0 | 0 | 6.5 | 6.5 | 6.5 | 6.5 | 6.5 | #N/A | #N/A | #N/A | #N/A | #N/A | 8 | 40 | 0.1 | #N/A | #N/A | #N/A | #N/A | SPP | G | 6/2021 | 2021 | SBM-F | SPP-Firm-G | Generator.Nodes | SBM-F | NEC | Generator.Fuels | SBM-F | Bio_Wood | Reserve.Generators | EGAT_reserve | #N/A | Reserve.Generators | DynamicReserve | SBM-F | Reserve.Generators | RegulatingReserve | #N/A | List.Generators | Bioenergy | SBM-F
UTGP-F | UTGP-F | TRUE | CAC-N | CAC | SPP-Firm-Biomass | SPP-Firm | Biomass Power Plant | Bioenergy | Renewable-Biomass | Biomass | Bio_Wood | Fixed Pattern | #N/A | #N/A | 1 | 1 | 1 | 1 | 0 | 24 | 24 | 24 | 24 | 24 | #N/A | #N/A | #N/A | #N/A | #N/A | 8 | 40 | 0.1 | #N/A | #N/A | #N/A | #N/A | SPP | G | 8/2021 | 2021 | UTGP-F | SPP-Firm-G | Generator.Nodes | UTGP-F | CAC | Generator.Fuels | UTGP-F | Bio_Wood | Reserve.Generators | EGAT_reserve | #N/A | Reserve.Generators | DynamicReserve | UTGP-F | Reserve.Generators | RegulatingReserve | #N/A | List.Generators | Bioenergy | UTGP-F
NP5-F2 | NP5-F2 | TRUE | CAC-E | CAC | SPP-Firm-Biomass | SPP-Firm | Biomass Power Plant | Bioenergy | Renewable-Biomass | Biomass | Bio_Wood | Fixed Pattern | #N/A | #N/A | 1 | 1 | 0 | 0 | 0 | 25 | 25 | 25 | 25 | 25 | #N/A | #N/A | #N/A | #N/A | #N/A | 8 | 40 | 0.1 | #N/A | #N/A | #N/A | #N/A | SPP | G | 12/2003 | 2003 | NP5-F2 | SPP-Firm-G | Generator.Nodes | NP5-F2 | CAC | Generator.Fuels | NP5-F2 | Bio_Wood | Reserve.Generators | EGAT_reserve | #N/A | Reserve.Generators | DynamicReserve | NP5-F2 | Reserve.Generators | RegulatingReserve | #N/A | List.Generators | Bioenergy | NP5-F2
HybridFirm-F_CAC_N | HybridFirm-F_CAC_N | TRUE | CAC-N | CAC | SPP-Hybrid-Firm | SPP-Firm | Biomass Power Plant | Bioenergy | Renewable-Biomass | Renewable | #N/A | Fixed Pattern | #N/A | #N/A | 0 | 1 | 1 | 1 | 1 | 12 | 12 | 12 | 12 | 12 | #N/A | #N/A | #N/A | #N/A | #N/A | 8 | 40 | 0.1 | #N/A | #N/A | #N/A | #N/A | SPP | F | #N/A | #N/A | HybridFirm-F_CAC_N | SPP-Firm-F | Generator.Nodes | HybridFirm-F_CAC_N | CAC | Generator.Fuels | HybridFirm-F_CAC_N | #N/A | Reserve.Generators | EGAT_reserve | #N/A | Reserve.Generators | DynamicReserve | HybridFirm-F_CAC_N | Reserve.Generators | RegulatingReserve | #N/A | List.Generators | Bioenergy | HybridFirm-F_CAC_N
HybridFirm-F_CAC_E | HybridFirm-F_CAC_E | TRUE | CAC-E | CAC | SPP-Hybrid-Firm | SPP-Firm | Biomass Power Plant | Bioenergy | Renewable-Biomass | Renewable | #N/A | Fixed Pattern | #N/A | #N/A | 0 | 1 | 1 | 1 | 1 | 16 | 16 | 16 | 16 | 16 | #N/A | #N/A | #N/A | #N/A | #N/A | 8 | 40 | 0.1 | #N/A | #N/A | #N/A | #N/A | SPP | F | #N/A | #N/A | HybridFirm-F_CAC_E | SPP-Firm-F | Generator.Nodes | HybridFirm-F_CAC_E | CAC | Generator.Fuels | HybridFirm-F_CAC_E | #N/A | Reserve.Generators | EGAT_reserve | #N/A | Reserve.Generators | DynamicReserve | HybridFirm-F_CAC_E | Reserve.Generators | RegulatingReserve | #N/A | List.Generators | Bioenergy | HybridFirm-F_CAC_E
HybridFirm-F_NAC | HybridFirm-F_NAC | TRUE | NAC | NAC | SPP-Hybrid-Firm | SPP-Firm | Biomass Power Plant | Bioenergy | Renewable-Biomass | Renewable | #N/A | Fixed Pattern | #N/A | #N/A | 0 | 1 | 1 | 1 | 1 | 47.6 | 47.6 | 47.6 | 47.6 | 47.6 | #N/A | #N/A | #N/A | #N/A | #N/A | 8 | 40 | 0.1 | #N/A | #N/A | #N/A | #N/A | SPP | F | #N/A | #N/A | HybridFirm-F_NAC | SPP-Firm-F | Generator.Nodes | HybridFirm-F_NAC | NAC | Generator.Fuels | HybridFirm-F_NAC | #N/A | Reserve.Generators | EGAT_reserve | #N/A | Reserve.Generators | DynamicReserve | HybridFirm-F_NAC | Reserve.Generators | RegulatingReserve | #N/A | List.Generators | Bioenergy | HybridFirm-F_NAC
HybridFirm-F_NEC | HybridFirm-F_NEC | TRUE | NEC | NEC | SPP-Hybrid-Firm | SPP-Firm | Biomass Power Plant | Bioenergy | Renewable-Biomass | Renewable | #N/A | Fixed Pattern | #N/A | #N/A | 0 | 1 | 1 | 1 | 1 | 41.3 | 41.3 | 41.3 | 41.3 | 41.3 | #N/A | #N/A | #N/A | #N/A | #N/A | 8 | 40 | 0.1 | #N/A | #N/A | #N/A | #N/A | SPP | F | #N/A | #N/A | HybridFirm-F_NEC | SPP-Firm-F | Generator.Nodes | HybridFirm-F_NEC | NEC | Generator.Fuels | HybridFirm-F_NEC | #N/A | Reserve.Generators | EGAT_reserve | #N/A | Reserve.Generators | DynamicReserve | HybridFirm-F_NEC | Reserve.Generators | RegulatingReserve | #N/A | List.Generators | Bioenergy | HybridFirm-F_NEC
HybridFirm-F_SAC | HybridFirm-F_SAC | TRUE | SAC | SAC | SPP-Hybrid-Firm | SPP-Firm | Biomass Power Plant | Bioenergy | Renewable-Biomass | Renewable | #N/A | Fixed Pattern | #N/A | #N/A | 0 | 1 | 1 | 1 | 1 | 43 | 43 | 43 | 43 | 43 | #N/A | #N/A | #N/A | #N/A | #N/A | 8 | 40 | 0.1 | #N/A | #N/A | #N/A | #N/A | SPP | F | #N/A | #N/A | HybridFirm-F_SAC | SPP-Firm-F | Generator.Nodes | HybridFirm-F_SAC | SAC | Generator.Fuels | HybridFirm-F_SAC | #N/A | Reserve.Generators | EGAT_reserve | #N/A | Reserve.Generators | DynamicReserve | HybridFirm-F_SAC | Reserve.Generators | RegulatingReserve | #N/A | List.Generators | Bioenergy | HybridFirm-F_SAC
BIOMASS_CAC_E | BIOMASS_CAC_E | #N/A | CAC-E | CAC | SPP-Non-Firm/EGAT-Non-Firm-Biomass | SPP-Non-Firm/EGAT-Non-Firm | Biomass Power Plant | Bioenergy | Renewable-Biomass | Biomass | Bio_Wood | Fixed Pattern | #N/A | #N/A | 1 | 1 | 1 | 1 | 1 | 20 | 20 | 20 | 20 | 20 | #N/A | #N/A | #N/A | #N/A | #N/A | 8 | 40 | 0.1 | #N/A | #N/A | #N/A | #N/A | SPP | #N/A | #N/A | #N/A | BIOMASS_CAC_E | SPP-Non-Firm/EGAT-Non-Firm | Generator.Nodes | BIOMASS_CAC_E | CAC | Generator.Fuels | BIOMASS_CAC_E | Bio_Wood | Reserve.Generators | EGAT_reserve | #N/A | Reserve.Generators | DynamicReserve | BIOMASS_CAC_E | Reserve.Generators | RegulatingReserve | #N/A | List.Generators | Bioenergy | BIOMASS_CAC_E
BIOMASS_CAC_N | BIOMASS_CAC_N | #N/A | CAC-N | CAC | SPP-Non-Firm/EGAT-Non-Firm-Biomass | SPP-Non-Firm/EGAT-Non-Firm | Biomass Power Plant | Bioenergy | Renewable-Biomass | Biomass | Bio_Wood | Fixed Pattern | #N/A | #N/A | 1 | 1 | 1 | 1 | 1 | 78 | 78 | 78 | 78 | 78 | #N/A | #N/A | #N/A | #N/A | #N/A | 8 | 40 | 0.1 | #N/A | #N/A | #N/A | #N/A | SPP | #N/A | #N/A | #N/A | BIOMASS_CAC_N | SPP-Non-Firm/EGAT-Non-Firm | Generator.Nodes | BIOMASS_CAC_N | CAC | Generator.Fuels | BIOMASS_CAC_N | Bio_Wood | Reserve.Generators | EGAT_reserve | #N/A | Reserve.Generators | DynamicReserve | BIOMASS_CAC_N | Reserve.Generators | RegulatingReserve | #N/A | List.Generators | Bioenergy | BIOMASS_CAC_N
BIOMASS_CAC_W | BIOMASS_CAC_W | #N/A | CAC-W | CAC | SPP-Non-Firm/EGAT-Non-Firm-Biomass | SPP-Non-Firm/EGAT-Non-Firm | Biomass Power Plant | Bioenergy | Renewable-Biomass | Biomass | Bio_Wood | Fixed Pattern | #N/A | #N/A | 1 | 1 | 1 | 1 | 1 | 30 | 30 | 30 | 30 | 30 | #N/A | #N/A | #N/A | #N/A | #N/A | 8 | 40 | 0.1 | #N/A | #N/A | #N/A | #N/A | SPP | #N/A | #N/A | #N/A | BIOMASS_CAC_W | SPP-Non-Firm/EGAT-Non-Firm | Generator.Nodes | BIOMASS_CAC_W | CAC | Generator.Fuels | BIOMASS_CAC_W | Bio_Wood | Reserve.Generators | EGAT_reserve | #N/A | Reserve.Generators | DynamicReserve | BIOMASS_CAC_W | Reserve.Generators | RegulatingReserve | #N/A | List.Generators | Bioenergy | BIOMASS_CAC_W
BIOMASS_NAC | BIOMASS_NAC | #N/A | NAC | NAC | SPP-Non-Firm/EGAT-Non-Firm-Biomass | SPP-Non-Firm/EGAT-Non-Firm | Biomass Power Plant | Bioenergy | Renewable-Biomass | Biomass | Bio_Wood | Fixed Pattern | #N/A | #N/A | 1 | 1 | 1 | 1 | 1 | 160 | 160 | 160 | 160 | 160 | #N/A | #N/A | #N/A | #N/A | #N/A | 8 | 40 | 0.1 | #N/A | #N/A | #N/A | #N/A | SPP | #N/A | #N/A | #N/A | BIOMASS_NAC | SPP-Non-Firm/EGAT-Non-Firm | Generator.Nodes | BIOMASS_NAC | NAC | Generator.Fuels | BIOMASS_NAC | Bio_Wood | Reserve.Generators | EGAT_reserve | #N/A | Reserve.Generators | DynamicReserve | BIOMASS_NAC | Reserve.Generators | RegulatingReserve | #N/A | List.Generators | Bioenergy | BIOMASS_NAC
BIOMASS_NEC | BIOMASS_NEC | #N/A | MAC | MAC | SPP-Non-Firm/EGAT-Non-Firm-Biomass | SPP-Non-Firm/EGAT-Non-Firm | Biomass Power Plant | Bioenergy | Renewable-Biomass | Biomass | Bio_Wood | Fixed Pattern | #N/A | #N/A | 1 | 1 | 1 | 1 | 1 | 93 | 113 | 113 | 113 | 113 | #N/A | #N/A | #N/A | #N/A | #N/A | 8 | 40 | 0.1 | #N/A | #N/A | #N/A | #N/A | SPP | #N/A | #N/A | #N/A | BIOMASS_NEC | SPP-Non-Firm/EGAT-Non-Firm | Generator.Nodes | BIOMASS_NEC | MAC | Generator.Fuels | BIOMASS_NEC | Bio_Wood | Reserve.Generators | EGAT_reserve | #N/A | Reserve.Generators | DynamicReserve | BIOMASS_NEC | Reserve.Generators | RegulatingReserve | #N/A | List.Generators | Bioenergy | BIOMASS_NEC
BIOMASS_SAC | BIOMASS_SAC | #N/A | SAC | SAC | SPP-Non-Firm/EGAT-Non-Firm-Biomass | SPP-Non-Firm/EGAT-Non-Firm | Biomass Power Plant | Bioenergy | Renewable-Biomass | Biomass | Bio_Wood | Fixed Pattern | #N/A | #N/A | 1 | 1 | 1 | 1 | 1 | 41.62 | 41.62 | 41.62 | 41.62 | 41.62 | #N/A | #N/A | #N/A | #N/A | #N/A | 8 | 40 | 0.1 | #N/A | #N/A | #N/A | #N/A | SPP | #N/A | #N/A | #N/A | BIOMASS_SAC | SPP-Non-Firm/EGAT-Non-Firm | Generator.Nodes | BIOMASS_SAC | SAC | Generator.Fuels | BIOMASS_SAC | Bio_Wood | Reserve.Generators | EGAT_reserve | #N/A | Reserve.Generators | DynamicReserve | BIOMASS_SAC | Reserve.Generators | RegulatingReserve | #N/A | List.Generators | Bioenergy | BIOMASS_SAC
Biogas_CAC_N | Biogas_CAC_N | #N/A | CAC-N | CAC | SPP-Non-Firm/EGAT-Non-Firm-Biogas | SPP-Non-Firm/EGAT-Non-Firm | Biogases | Bioenergy | Renewable-Biogas | Biogas | Biogas | Fixed Pattern | #N/A | #N/A | 1 | 1 | 1 | 1 | 1 | 12 | 12 | 12 | 12 | 12 | #N/A | #N/A | #N/A | #N/A | #N/A | 8 | 40 | 0.1 | #N/A | #N/A | #N/A | #N/A | SPP | #N/A | #N/A | #N/A | Biogas_CAC_N | SPP-Non-Firm/EGAT-Non-Firm | Generator.Nodes | Biogas_CAC_N | CAC | Generator.Fuels | Biogas_CAC_N | Biogas | Reserve.Generators | EGAT_reserve | #N/A | Reserve.Generators | DynamicReserve | Biogas_CAC_N | Reserve.Generators | RegulatingReserve | #N/A | List.Generators | Bioenergy | Biogas_CAC_N
Biogas_CAC_E | Biogas_CAC_E | #N/A | CAC-E | CAC | SPP-Non-Firm/EGAT-Non-Firm-Biogas | SPP-Non-Firm/EGAT-Non-Firm | Biogases | Bioenergy | Renewable-Biogas | Biogas | Biogas | Fixed Pattern | #N/A | #N/A | 1 | 1 | 1 | 1 | 1 | 0 | 0 | 0 | 0 | 0 | #N/A | #N/A | #N/A | #N/A | #N/A | 8 | 40 | 0.1 | #N/A | #N/A | #N/A | #N/A | SPP | #N/A | #N/A | #N/A | Biogas_CAC_E | SPP-Non-Firm/EGAT-Non-Firm | Generator.Nodes | Biogas_CAC_E | CAC | Generator.Fuels | Biogas_CAC_E | Biogas | Reserve.Generators | EGAT_reserve | #N/A | Reserve.Generators | DynamicReserve | Biogas_CAC_E | Reserve.Generators | RegulatingReserve | #N/A | List.Generators | Bioenergy | Biogas_CAC_E
Biogas_NAC | Biogas_NAC | #N/A | NAC | NAC | SPP-Non-Firm/EGAT-Non-Firm-Biogas | SPP-Non-Firm/EGAT-Non-Firm | Biogases | Bioenergy | Renewable-Biogas | Biogas | Biogas | Fixed Pattern | #N/A | #N/A | 1 | 1 | 1 | 1 | 1 | 1.723 | 1.723 | 1.723 | 1.723 | 1.723 | #N/A | #N/A | #N/A | #N/A | #N/A | 8 | 40 | 0.1 | #N/A | #N/A | #N/A | #N/A | SPP | #N/A | #N/A | #N/A | Biogas_NAC | SPP-Non-Firm/EGAT-Non-Firm | Generator.Nodes | Biogas_NAC | NAC | Generator.Fuels | Biogas_NAC | Biogas | Reserve.Generators | EGAT_reserve | #N/A | Reserve.Generators | DynamicReserve | Biogas_NAC | Reserve.Generators | RegulatingReserve | #N/A | List.Generators | Bioenergy | Biogas_NAC
Wind_CAC_E | Wind_CAC_E | #N/A | CAC-E | CAC | SPP-Non-Firm/EGAT-Non-Firm-Wind | SPP-Non-Firm/EGAT-Non-Firm | Wind Onshore | Wind | Renewable-Wind | Wind | #N/A | Fixed Pattern | #N/A | #N/A | 1 | 1 | 1 | 1 | 1 | 0 | 0 | 0 | 0 | 0 | #N/A | #N/A | #N/A | #N/A | #N/A | 8 | 40 | 0.1 | #N/A | #N/A | #N/A | #N/A | SPP | #N/A | #N/A | #N/A | Wind_CAC_E | SPP-Non-Firm/EGAT-Non-Firm | Generator.Nodes | Wind_CAC_E | CAC | Generator.Fuels | Wind_CAC_E | #N/A | Reserve.Generators | EGAT_reserve | #N/A | Reserve.Generators | DynamicReserve | Wind_CAC_E | Reserve.Generators | RegulatingReserve | #N/A | List.Generators | Wind | Wind_CAC_E
Wind_CAC_N | Wind_CAC_N | #N/A | CAC-N | CAC | SPP-Non-Firm/EGAT-Non-Firm-Wind | SPP-Non-Firm/EGAT-Non-Firm | Wind Onshore | Wind | Renewable-Wind | Wind | #N/A | Fixed Pattern | #N/A | #N/A | 1 | 1 | 1 | 1 | 1 | 180 | 180 | 180 | 180 | 180 | #N/A | #N/A | #N/A | #N/A | #N/A | 8 | 40 | 0.1 | #N/A | #N/A | #N/A | #N/A | SPP | #N/A | #N/A | #N/A | Wind_CAC_N | SPP-Non-Firm/EGAT-Non-Firm | Generator.Nodes | Wind_CAC_N | CAC | Generator.Fuels | Wind_CAC_N | #N/A | Reserve.Generators | EGAT_reserve | #N/A | Reserve.Generators | DynamicReserve | Wind_CAC_N | Reserve.Generators | RegulatingReserve | #N/A | List.Generators | Wind | Wind_CAC_N
Wind_CAC_W | Wind_CAC_W | #N/A | CAC-W | CAC | SPP-Non-Firm/EGAT-Non-Firm-Wind | SPP-Non-Firm/EGAT-Non-Firm | Wind Onshore | Wind | Renewable-Wind | Wind | #N/A | Fixed Pattern | #N/A | #N/A | 1 | 1 | 1 | 1 | 1 | 0 | 0 | 0 | 0 | 0 | #N/A | #N/A | #N/A | #N/A | #N/A | 8 | 40 | 0.1 | #N/A | #N/A | #N/A | #N/A | SPP | #N/A | #N/A | #N/A | Wind_CAC_W | SPP-Non-Firm/EGAT-Non-Firm | Generator.Nodes | Wind_CAC_W | CAC | Generator.Fuels | Wind_CAC_W | #N/A | Reserve.Generators | EGAT_reserve | #N/A | Reserve.Generators | DynamicReserve | Wind_CAC_W | Reserve.Generators | RegulatingReserve | #N/A | List.Generators | Wind | Wind_CAC_W
Wind_NAC | Wind_NAC | #N/A | NAC | NAC | SPP-Non-Firm/EGAT-Non-Firm-Wind | SPP-Non-Firm/EGAT-Non-Firm | Wind Onshore | Wind | Renewable-Wind | Wind | #N/A | Fixed Pattern | #N/A | #N/A | 1 | 1 | 1 | 1 | 1 | 60 | 60 | 60 | 60 | 60 | #N/A | #N/A | #N/A | #N/A | #N/A | 8 | 40 | 0.1 | #N/A | #N/A | #N/A | #N/A | SPP | #N/A | #N/A | #N/A | Wind_NAC | SPP-Non-Firm/EGAT-Non-Firm | Generator.Nodes | Wind_NAC | NAC | Generator.Fuels | Wind_NAC | #N/A | Reserve.Generators | EGAT_reserve | #N/A | Reserve.Generators | DynamicReserve | Wind_NAC | Reserve.Generators | RegulatingReserve | #N/A | List.Generators | Wind | Wind_NAC
Wind_MAC | Wind_MAC | #N/A | MAC | MAC | SPP-Non-Firm/EGAT-Non-Firm-Wind | SPP-Non-Firm/EGAT-Non-Firm | Wind Onshore | Wind | Renewable-Wind | Wind | #N/A | Fixed Pattern | #N/A | #N/A | 1 | 1 | 1 | 1 | 1 | 0 | 0 | 0 | 0 | 0 | #N/A | #N/A | #N/A | #N/A | #N/A | 8 | 40 | 0.1 | #N/A | #N/A | #N/A | #N/A | SPP | #N/A | #N/A | #N/A | Wind_MAC | SPP-Non-Firm/EGAT-Non-Firm | Generator.Nodes | Wind_MAC | MAC | Generator.Fuels | Wind_MAC | #N/A | Reserve.Generators | EGAT_reserve | #N/A | Reserve.Generators | DynamicReserve | Wind_MAC | Reserve.Generators | RegulatingReserve | #N/A | List.Generators | Wind | Wind_MAC
Wind_SAC | Wind_SAC | #N/A | SAC | SAC | SPP-Non-Firm/EGAT-Non-Firm-Wind | SPP-Non-Firm/EGAT-Non-Firm | Wind Onshore | Wind | Renewable-Wind | Wind | #N/A | Fixed Pattern | #N/A | #N/A | 1 | 1 | 1 | 1 | 1 | 126.1924 | 126.1924 | 126.1924 | 126.1924 | 126.1924 | #N/A | #N/A | #N/A | #N/A | #N/A | 8 | 40 | 0.1 | #N/A | #N/A | #N/A | #N/A | SPP | #N/A | #N/A | #N/A | Wind_SAC | SPP-Non-Firm/EGAT-Non-Firm | Generator.Nodes | Wind_SAC | SAC | Generator.Fuels | Wind_SAC | #N/A | Reserve.Generators | EGAT_reserve | #N/A | Reserve.Generators | DynamicReserve | Wind_SAC | Reserve.Generators | RegulatingReserve | #N/A | List.Generators | Wind | Wind_SAC
Wind_NEC | Wind_NEC | #N/A | NEC | NEC | SPP-Non-Firm/EGAT-Non-Firm-Wind | SPP-Non-Firm/EGAT-Non-Firm | Wind Onshore | Wind | Renewable-Wind | Wind | #N/A | Fixed Pattern | #N/A | #N/A | 1 | 1 | 1 | 1 | 1 | 1081.5 | 1081.5 | 1081.5 | 1081.5 | 1081.5 | #N/A | #N/A | #N/A | #N/A | #N/A | 8 | 40 | 0.1 | #N/A | #N/A | #N/A | #N/A | SPP | #N/A | #N/A | #N/A | Wind_NEC | SPP-Non-Firm/EGAT-Non-Firm | Generator.Nodes | Wind_NEC | NEC | Generator.Fuels | Wind_NEC | #N/A | Reserve.Generators | EGAT_reserve | #N/A | Reserve.Generators | DynamicReserve | Wind_NEC | Reserve.Generators | RegulatingReserve | #N/A | List.Generators | Wind | Wind_NEC
Garbage_CAC_E | Garbage_CAC_E | #N/A | CAC-E | CAC | SPP-Non-Firm/EGAT-Non-Firm-Waste | SPP-Non-Firm/EGAT-Non-Firm | Waste to Energy | Waste | Renewable-Waste | Waste | Bio_Waste | Fixed Pattern | #N/A | #N/A | 1 | 1 | 1 | 1 | 1 | 0 | 0 | 0 | 0 | 0 | #N/A | #N/A | #N/A | #N/A | #N/A | 8 | 40 | 0.1 | #N/A | #N/A | #N/A | #N/A | SPP | #N/A | #N/A | #N/A | Garbage_CAC_E | SPP-Non-Firm/EGAT-Non-Firm | Generator.Nodes | Garbage_CAC_E | CAC | Generator.Fuels | Garbage_CAC_E | Bio_Waste | Reserve.Generators | EGAT_reserve | #N/A | Reserve.Generators | DynamicReserve | Garbage_CAC_E | Reserve.Generators | RegulatingReserve | #N/A | List.Generators | Waste | Garbage_CAC_E
Garbage_CAC_N | Garbage_CAC_N | #N/A | CAC-N | CAC | SPP-Non-Firm/EGAT-Non-Firm-Waste | SPP-Non-Firm/EGAT-Non-Firm | Waste to Energy | Waste | Renewable-Waste | Waste | Bio_Waste | Fixed Pattern | #N/A | #N/A | 1 | 1 | 1 | 1 | 1 | 163 | 182.54 | 182.54 | 182.54 | 182.54 | #N/A | #N/A | #N/A | #N/A | #N/A | 8 | 40 | 0.1 | #N/A | #N/A | #N/A | #N/A | SPP | #N/A | #N/A | #N/A | Garbage_CAC_N | SPP-Non-Firm/EGAT-Non-Firm | Generator.Nodes | Garbage_CAC_N | CAC | Generator.Fuels | Garbage_CAC_N | Bio_Waste | Reserve.Generators | EGAT_reserve | #N/A | Reserve.Generators | DynamicReserve | Garbage_CAC_N | Reserve.Generators | RegulatingReserve | #N/A | List.Generators | Waste | Garbage_CAC_N
Garbage_CAC_W | Garbage_CAC_W | #N/A | CAC-W | CAC | SPP-Non-Firm/EGAT-Non-Firm-Waste | SPP-Non-Firm/EGAT-Non-Firm | Waste to Energy | Waste | Renewable-Waste | Waste | Bio_Waste | Fixed Pattern | #N/A | #N/A | 1 | 1 | 1 | 1 | 1 | 0 | 0 | 0 | 0 | 0 | #N/A | #N/A | #N/A | #N/A | #N/A | 8 | 40 | 0.1 | #N/A | #N/A | #N/A | #N/A | SPP | #N/A | #N/A | #N/A | Garbage_CAC_W | SPP-Non-Firm/EGAT-Non-Firm | Generator.Nodes | Garbage_CAC_W | CAC | Generator.Fuels | Garbage_CAC_W | Bio_Waste | Reserve.Generators | EGAT_reserve | #N/A | Reserve.Generators | DynamicReserve | Garbage_CAC_W | Reserve.Generators | RegulatingReserve | #N/A | List.Generators | Waste | Garbage_CAC_W
Garbage_NAC | Garbage_NAC | #N/A | NAC | NAC | SPP-Non-Firm/EGAT-Non-Firm-Waste | SPP-Non-Firm/EGAT-Non-Firm | Waste to Energy | Waste | Renewable-Waste | Waste | Bio_Waste | Fixed Pattern | #N/A | #N/A | 1 | 1 | 1 | 1 | 1 | 0 | 0 | 0 | 0 | 0 | #N/A | #N/A | #N/A | #N/A | #N/A | 8 | 40 | 0.1 | #N/A | #N/A | #N/A | #N/A | SPP | #N/A | #N/A | #N/A | Garbage_NAC | SPP-Non-Firm/EGAT-Non-Firm | Generator.Nodes | Garbage_NAC | NAC | Generator.Fuels | Garbage_NAC | Bio_Waste | Reserve.Generators | EGAT_reserve | #N/A | Reserve.Generators | DynamicReserve | Garbage_NAC | Reserve.Generators | RegulatingReserve | #N/A | List.Generators | Waste | Garbage_NAC
Garbage_MAC | Garbage_MAC | #N/A | MAC | MAC | SPP-Non-Firm/EGAT-Non-Firm-Waste | SPP-Non-Firm/EGAT-Non-Firm | Waste to Energy | Waste | Renewable-Waste | Waste | Bio_Waste | Fixed Pattern | #N/A | #N/A | 1 | 1 | 1 | 1 | 1 | 0 | 0 | 0 | 0 | 0 | #N/A | #N/A | #N/A | #N/A | #N/A | 8 | 40 | 0.1 | #N/A | #N/A | #N/A | #N/A | SPP | #N/A | #N/A | #N/A | Garbage_MAC | SPP-Non-Firm/EGAT-Non-Firm | Generator.Nodes | Garbage_MAC | MAC | Generator.Fuels | Garbage_MAC | Bio_Waste | Reserve.Generators | EGAT_reserve | #N/A | Reserve.Generators | DynamicReserve | Garbage_MAC | Reserve.Generators | RegulatingReserve | #N/A | List.Generators | Waste | Garbage_MAC
Garbage_SAC | Garbage_SAC | #N/A | SAC | SAC | SPP-Non-Firm/EGAT-Non-Firm-Waste | SPP-Non-Firm/EGAT-Non-Firm | Waste to Energy | Waste | Renewable-Waste | Waste | Bio_Waste | Fixed Pattern | #N/A | #N/A | 1 | 1 | 1 | 1 | 1 | 0 | 0 | 0 | 0 | 0 | #N/A | #N/A | #N/A | #N/A | #N/A | 8 | 40 | 0.1 | #N/A | #N/A | #N/A | #N/A | SPP | #N/A | #N/A | #N/A | Garbage_SAC | SPP-Non-Firm/EGAT-Non-Firm | Generator.Nodes | Garbage_SAC | SAC | Generator.Fuels | Garbage_SAC | Bio_Waste | Reserve.Generators | EGAT_reserve | #N/A | Reserve.Generators | DynamicReserve | Garbage_SAC | Reserve.Generators | RegulatingReserve | #N/A | List.Generators | Waste | Garbage_SAC
Garbage_NEC | Garbage_NEC | #N/A | NEC | NEC | SPP-Non-Firm/EGAT-Non-Firm-Waste | SPP-Non-Firm/EGAT-Non-Firm | Waste to Energy | Waste | Renewable-Waste | Waste | Bio_Waste | Fixed Pattern | #N/A | #N/A | 1 | 1 | 1 | 1 | 1 | 0 | 0 | 0 | 0 | 0 | #N/A | #N/A | #N/A | #N/A | #N/A | 8 | 40 | 0.1 | #N/A | #N/A | #N/A | #N/A | SPP | #N/A | #N/A | #N/A | Garbage_NEC | SPP-Non-Firm/EGAT-Non-Firm | Generator.Nodes | Garbage_NEC | NEC | Generator.Fuels | Garbage_NEC | Bio_Waste | Reserve.Generators | EGAT_reserve | #N/A | Reserve.Generators | DynamicReserve | Garbage_NEC | Reserve.Generators | RegulatingReserve | #N/A | List.Generators | Waste | Garbage_NEC
Solar_CAC_E | Solar_CAC_E | #N/A | CAC-E | CAC | SPP-Non-Firm/EGAT-Non-Firm-Solar | SPP-Non-Firm/EGAT-Non-Firm | Solar PV Utility | Solar | Renewable-Solar | Solar | #N/A | Fixed Pattern | #N/A | #N/A | 1 | 1 | 1 | 1 | 1 | 0.0195 | 0.0195 | 0.0195 | 0.0195 | 0.0195 | #N/A | #N/A | #N/A | #N/A | #N/A | 8 | 40 | 0.1 | #N/A | #N/A | #N/A | #N/A | SPP | #N/A | #N/A | #N/A | Solar_CAC_E | SPP-Non-Firm/EGAT-Non-Firm | Generator.Nodes | Solar_CAC_E | CAC | Generator.Fuels | Solar_CAC_E | #N/A | Reserve.Generators | EGAT_reserve | #N/A | Reserve.Generators | DynamicReserve | Solar_CAC_E | Reserve.Generators | RegulatingReserve | #N/A | List.Generators | Solar | Solar_CAC_E
Solar_CAC_N | Solar_CAC_N | #N/A | CAC-N | CAC | SPP-Non-Firm/EGAT-Non-Firm-Solar | SPP-Non-Firm/EGAT-Non-Firm | Solar PV Utility | Solar | Renewable-Solar | Solar | #N/A | Fixed Pattern | #N/A | #N/A | 1 | 1 | 1 | 1 | 1 | 136 | 136 | 136 | 136 | 136 | #N/A | #N/A | #N/A | #N/A | #N/A | 8 | 40 | 0.1 | #N/A | #N/A | #N/A | #N/A | SPP | #N/A | #N/A | #N/A | Solar_CAC_N | SPP-Non-Firm/EGAT-Non-Firm | Generator.Nodes | Solar_CAC_N | CAC | Generator.Fuels | Solar_CAC_N | #N/A | Reserve.Generators | EGAT_reserve | #N/A | Reserve.Generators | DynamicReserve | Solar_CAC_N | Reserve.Generators | RegulatingReserve | #N/A | List.Generators | Solar | Solar_CAC_N
Solar_CAC_W | Solar_CAC_W | #N/A | CAC-W | CAC | SPP-Non-Firm/EGAT-Non-Firm-Solar | SPP-Non-Firm/EGAT-Non-Firm | Solar PV Utility | Solar | Renewable-Solar | Solar | #N/A | Fixed Pattern | #N/A | #N/A | 1 | 1 | 1 | 1 | 1 | 5 | 5 | 5 | 5 | 5 | #N/A | #N/A | #N/A | #N/A | #N/A | 8 | 40 | 0.1 | #N/A | #N/A | #N/A | #N/A | SPP | #N/A | #N/A | #N/A | Solar_CAC_W | SPP-Non-Firm/EGAT-Non-Firm | Generator.Nodes | Solar_CAC_W | CAC | Generator.Fuels | Solar_CAC_W | #N/A | Reserve.Generators | EGAT_reserve | #N/A | Reserve.Generators | DynamicReserve | Solar_CAC_W | Reserve.Generators | RegulatingReserve | #N/A | List.Generators | Solar | Solar_CAC_W
Solar_NAC | Solar_NAC | #N/A | NAC | NAC | SPP-Non-Firm/EGAT-Non-Firm-Solar | SPP-Non-Firm/EGAT-Non-Firm | Solar PV Utility | Solar | Renewable-Solar | Solar | #N/A | Fixed Pattern | #N/A | #N/A | 1 | 1 | 1 | 1 | 1 | 270.514 | 270.514 | 270.514 | 270.514 | 270.514 | #N/A | #N/A | #N/A | #N/A | #N/A | 8 | 40 | 0.1 | #N/A | #N/A | #N/A | #N/A | SPP | #N/A | #N/A | #N/A | Solar_NAC | SPP-Non-Firm/EGAT-Non-Firm | Generator.Nodes | Solar_NAC | NAC | Generator.Fuels | Solar_NAC | #N/A | Reserve.Generators | EGAT_reserve | #N/A | Reserve.Generators | DynamicReserve | Solar_NAC | Reserve.Generators | RegulatingReserve | #N/A | List.Generators | Solar | Solar_NAC
Solar_MAC | Solar_MAC | #N/A | MAC | MAC | SPP-Non-Firm/EGAT-Non-Firm-Solar | SPP-Non-Firm/EGAT-Non-Firm | Solar PV Utility | Solar | Renewable-Solar | Solar | #N/A | Fixed Pattern | #N/A | #N/A | 1 | 1 | 1 | 1 | 1 | 30 | 30 | 30 | 30 | 30 | #N/A | #N/A | #N/A | #N/A | #N/A | 8 | 40 | 0.1 | #N/A | #N/A | #N/A | #N/A | SPP | #N/A | #N/A | #N/A | Solar_MAC | SPP-Non-Firm/EGAT-Non-Firm | Generator.Nodes | Solar_MAC | MAC | Generator.Fuels | Solar_MAC | #N/A | Reserve.Generators | EGAT_reserve | #N/A | Reserve.Generators | DynamicReserve | Solar_MAC | Reserve.Generators | RegulatingReserve | #N/A | List.Generators | Solar | Solar_MAC
Solar_SAC | Solar_SAC | #N/A | SAC | SAC | SPP-Non-Firm/EGAT-Non-Firm-Solar | SPP-Non-Firm/EGAT-Non-Firm | Solar PV Utility | Solar | Renewable-Solar | Solar | #N/A | Fixed Pattern | #N/A | #N/A | 1 | 1 | 1 | 1 | 1 | 0.008 | 0.008 | 0.008 | 0.008 | 0.008 | #N/A | #N/A | #N/A | #N/A | #N/A | 8 | 40 | 0.1 | #N/A | #N/A | #N/A | #N/A | SPP | #N/A | #N/A | #N/A | Solar_SAC | SPP-Non-Firm/EGAT-Non-Firm | Generator.Nodes | Solar_SAC | SAC | Generator.Fuels | Solar_SAC | #N/A | Reserve.Generators | EGAT_reserve | #N/A | Reserve.Generators | DynamicReserve | Solar_SAC | Reserve.Generators | RegulatingReserve | #N/A | List.Generators | Solar | Solar_SAC
Solar_NEC | Solar_NEC | #N/A | NEC | NEC | SPP-Non-Firm/EGAT-Non-Firm-Solar | SPP-Non-Firm/EGAT-Non-Firm | Solar PV Utility | Solar | Renewable-Solar | Solar | #N/A | Fixed Pattern | #N/A | #N/A | 1 | 1 | 1 | 1 | 1 | 1.26 | 1.26 | 1.26 | 1.26 | 1.26 | #N/A | #N/A | #N/A | #N/A | #N/A | 8 | 40 | 0.1 | #N/A | #N/A | #N/A | #N/A | SPP | #N/A | #N/A | #N/A | Solar_NEC | SPP-Non-Firm/EGAT-Non-Firm | Generator.Nodes | Solar_NEC | NEC | Generator.Fuels | Solar_NEC | #N/A | Reserve.Generators | EGAT_reserve | #N/A | Reserve.Generators | DynamicReserve | Solar_NEC | Reserve.Generators | RegulatingReserve | #N/A | List.Generators | Solar | Solar_NEC
Hydro_CAC_E | Hydro_CAC_E | #N/A | CAC-E | CAC | SPP-Non-Firm/EGAT-Non-Firm-Hydro | SPP-Non-Firm/EGAT-Non-Firm | Hydro RoR | Hydro | Domestic Hydro | Hydro | #N/A | Fixed Pattern | #N/A | #N/A | 1 | 1 | 1 | 1 | 1 | 22.2 | 22.2 | 22.2 | 22.2 | 24.52 | #N/A | #N/A | #N/A | #N/A | #N/A | 8 | 40 | 0.1 | #N/A | #N/A | #N/A | #N/A | SPP | #N/A | #N/A | #N/A | Hydro_CAC_E | SPP-Non-Firm/EGAT-Non-Firm | Generator.Nodes | Hydro_CAC_E | CAC | Generator.Fuels | Hydro_CAC_E | #N/A | Reserve.Generators | EGAT_reserve | #N/A | Reserve.Generators | DynamicReserve | Hydro_CAC_E | Reserve.Generators | RegulatingReserve | #N/A | List.Generators | Hydro | Hydro_CAC_E
Hydro_CAC_N | Hydro_CAC_N | #N/A | CAC-N | CAC | SPP-Non-Firm/EGAT-Non-Firm-Hydro | SPP-Non-Firm/EGAT-Non-Firm | Hydro RoR | Hydro | Domestic Hydro | Hydro | #N/A | Fixed Pattern | #N/A | #N/A | 1 | 1 | 1 | 1 | 1 | 16.7 | 16.7 | 16.7 | 16.7 | 18.2 | #N/A | #N/A | #N/A | #N/A | #N/A | 8 | 40 | 0.1 | #N/A | #N/A | #N/A | #N/A | SPP | #N/A | #N/A | #N/A | Hydro_CAC_N | SPP-Non-Firm/EGAT-Non-Firm | Generator.Nodes | Hydro_CAC_N | CAC | Generator.Fuels | Hydro_CAC_N | #N/A | Reserve.Generators | EGAT_reserve | #N/A | Reserve.Generators | DynamicReserve | Hydro_CAC_N | Reserve.Generators | RegulatingReserve | #N/A | List.Generators | Hydro | Hydro_CAC_N
Hydro_CAC_W | Hydro_CAC_W | #N/A | CAC-W | CAC | SPP-Non-Firm/EGAT-Non-Firm-Hydro | SPP-Non-Firm/EGAT-Non-Firm | Hydro RoR | Hydro | Domestic Hydro | Hydro | #N/A | Fixed Pattern | #N/A | #N/A | 1 | 1 | 1 | 1 | 1 | 31.1 | 31.1 | 32.6 | 32.6 | 32.6 | #N/A | #N/A | #N/A | #N/A | #N/A | 8 | 40 | 0.1 | #N/A | #N/A | #N/A | #N/A | SPP | #N/A | #N/A | #N/A | Hydro_CAC_W | SPP-Non-Firm/EGAT-Non-Firm | Generator.Nodes | Hydro_CAC_W | CAC | Generator.Fuels | Hydro_CAC_W | #N/A | Reserve.Generators | EGAT_reserve | #N/A | Reserve.Generators | DynamicReserve | Hydro_CAC_W | Reserve.Generators | RegulatingReserve | #N/A | List.Generators | Hydro | Hydro_CAC_W
Hydro_NAC | Hydro_NAC | #N/A | NAC | NAC | SPP-Non-Firm/EGAT-Non-Firm-Hydro | SPP-Non-Firm/EGAT-Non-Firm | Hydro RoR | Hydro | Domestic Hydro | Hydro | #N/A | Fixed Pattern | #N/A | #N/A | 1 | 1 | 1 | 1 | 1 | 67.32 | 83.32 | 95.57 | 95.57 | 132.57 | #N/A | #N/A | #N/A | #N/A | #N/A | 8 | 40 | 0.1 | #N/A | #N/A | #N/A | #N/A | SPP | #N/A | #N/A | #N/A | Hydro_NAC | SPP-Non-Firm/EGAT-Non-Firm | Generator.Nodes | Hydro_NAC | NAC | Generator.Fuels | Hydro_NAC | #N/A | Reserve.Generators | EGAT_reserve | #N/A | Reserve.Generators | DynamicReserve | Hydro_NAC | Reserve.Generators | RegulatingReserve | #N/A | List.Generators | Hydro | Hydro_NAC
Hydro_MAC | Hydro_MAC | #N/A | MAC | MAC | SPP-Non-Firm/EGAT-Non-Firm-Hydro | SPP-Non-Firm/EGAT-Non-Firm | Hydro RoR | Hydro | Domestic Hydro | Hydro | #N/A | Fixed Pattern | #N/A | #N/A | 1 | 1 | 1 | 1 | 1 | 0 | 0 | 0 | 0 | 0 | #N/A | #N/A | #N/A | #N/A | #N/A | 8 | 40 | 0.1 | #N/A | #N/A | #N/A | #N/A | SPP | #N/A | #N/A | #N/A | Hydro_MAC | SPP-Non-Firm/EGAT-Non-Firm | Generator.Nodes | Hydro_MAC | MAC | Generator.Fuels | Hydro_MAC | #N/A | Reserve.Generators | EGAT_reserve | #N/A | Reserve.Generators | DynamicReserve | Hydro_MAC | Reserve.Generators | RegulatingReserve | #N/A | List.Generators | Hydro | Hydro_MAC
Hydro_SAC | Hydro_SAC | #N/A | SAC | SAC | SPP-Non-Firm/EGAT-Non-Firm-Hydro | SPP-Non-Firm/EGAT-Non-Firm | Hydro RoR | Hydro | Domestic Hydro | Hydro | #N/A | Fixed Pattern | #N/A | #N/A | 1 | 1 | 1 | 1 | 1 | 1.275 | 1.275 | 1.275 | 1.275 | 3.28 | #N/A | #N/A | #N/A | #N/A | #N/A | 8 | 40 | 0.1 | #N/A | #N/A | #N/A | #N/A | SPP | #N/A | #N/A | #N/A | Hydro_SAC | SPP-Non-Firm/EGAT-Non-Firm | Generator.Nodes | Hydro_SAC | SAC | Generator.Fuels | Hydro_SAC | #N/A | Reserve.Generators | EGAT_reserve | #N/A | Reserve.Generators | DynamicReserve | Hydro_SAC | Reserve.Generators | RegulatingReserve | #N/A | List.Generators | Hydro | Hydro_SAC
Hydro_NEC | Hydro_NEC | #N/A | NEC | NEC | SPP-Non-Firm/EGAT-Non-Firm-Hydro | SPP-Non-Firm/EGAT-Non-Firm | Hydro RoR | Hydro | Domestic Hydro | Hydro | #N/A | Fixed Pattern | #N/A | #N/A | 1 | 1 | 1 | 1 | 1 | 109.51 | 113.51 | 117.51 | 117.51 | 119.76 | #N/A | #N/A | #N/A | #N/A | #N/A | 8 | 40 | 0.1 | #N/A | #N/A | #N/A | #N/A | SPP | #N/A | #N/A | #N/A | Hydro_NEC | SPP-Non-Firm/EGAT-Non-Firm | Generator.Nodes | Hydro_NEC | NEC | Generator.Fuels | Hydro_NEC | #N/A | Reserve.Generators | EGAT_reserve | #N/A | Reserve.Generators | DynamicReserve | Hydro_NEC | Reserve.Generators | RegulatingReserve | #N/A | List.Generators | Hydro | Hydro_NEC
Run of river_NEC | Run_of_river_NEC | #N/A | NEC | NEC | SPP-Non-Firm/EGAT-Non-Firm-Hydro | SPP-Non-Firm/EGAT-Non-Firm | Hydro RoR | Hydro | Domestic Hydro | Hydro | #N/A | Fixed Pattern | #N/A | #N/A | 1 | 1 | 1 | 1 | 1 | 136 | 136 | 136 | 136 | 136 | #N/A | #N/A | #N/A | #N/A | #N/A | 8 | 40 | 0.1 | #N/A | #N/A | #N/A | #N/A | SPP | #N/A | #N/A | #N/A | Run of river_NEC | SPP-Non-Firm/EGAT-Non-Firm | Generator.Nodes | Run of river_NEC | NEC | Generator.Fuels | Run of river_NEC | #N/A | Reserve.Generators | EGAT_reserve | #N/A | Reserve.Generators | DynamicReserve | Run of river_NEC | Reserve.Generators | RegulatingReserve | #N/A | List.Generators | Hydro | Run of river_NEC
Geothermal_NAC | Geothermal_NAC | #N/A | NAC | NAC | SPP-Non-Firm/EGAT-Non-Firm-Geothermal | SPP-Non-Firm/EGAT-Non-Firm | Geothermal Elec | Geothermal | Renewable-Others | Geothermal | #N/A | Fixed Pattern | #N/A | #N/A | 1 | 1 | 1 | 1 | 1 | 0.3 | 0.3 | 0.3 | 0.3 | 0.3 | #N/A | #N/A | #N/A | #N/A | #N/A | 8 | 40 | 0.1 | #N/A | #N/A | #N/A | #N/A | SPP | #N/A | #N/A | #N/A | Geothermal_NAC | SPP-Non-Firm/EGAT-Non-Firm | Generator.Nodes | Geothermal_NAC | NAC | Generator.Fuels | Geothermal_NAC | #N/A | Reserve.Generators | EGAT_reserve | #N/A | Reserve.Generators | DynamicReserve | Geothermal_NAC | Reserve.Generators | RegulatingReserve | #N/A | List.Generators | Geothermal | Geothermal_NAC
Import coal_CAC_E | Import_coal_CAC_E | #N/A | CAC-E | CAC | SPP-Non-Firm/EGAT-Non-Firm-Coal | SPP-Non-Firm/EGAT-Non-Firm | Coal Subcritical 5 | Coal | Cogeneration | Coal | Coal | Fixed Pattern | #N/A | #N/A | 1 | 1 | 1 | 1 | 1 | 0 | 0 | 0 | 0 | 0 | #N/A | #N/A | #N/A | #N/A | #N/A | 8 | 40 | 0.1 | #N/A | #N/A | #N/A | #N/A | SPP | #N/A | #N/A | #N/A | Import coal_CAC_E | SPP-Non-Firm/EGAT-Non-Firm | Generator.Nodes | Import coal_CAC_E | CAC | Generator.Fuels | Import coal_CAC_E | Coal | Reserve.Generators | EGAT_reserve | #N/A | Reserve.Generators | DynamicReserve | Import coal_CAC_E | Reserve.Generators | RegulatingReserve | #N/A | List.Generators | Coal | Import coal_CAC_E
Import coal_CAC_N | Import_coal_CAC_N | #N/A | CAC-N | CAC | SPP-Non-Firm/EGAT-Non-Firm-Coal | SPP-Non-Firm/EGAT-Non-Firm | Coal Subcritical 5 | Coal | Cogeneration | Coal | Coal | Fixed Pattern | #N/A | #N/A | 1 | 1 | 1 | 1 | 1 | 0 | 0 | 0 | 0 | 0 | #N/A | #N/A | #N/A | #N/A | #N/A | 8 | 40 | 0.1 | #N/A | #N/A | #N/A | #N/A | SPP | #N/A | #N/A | #N/A | Import coal_CAC_N | SPP-Non-Firm/EGAT-Non-Firm | Generator.Nodes | Import coal_CAC_N | CAC | Generator.Fuels | Import coal_CAC_N | Coal | Reserve.Generators | EGAT_reserve | #N/A | Reserve.Generators | DynamicReserve | Import coal_CAC_N | Reserve.Generators | RegulatingReserve | #N/A | List.Generators | Coal | Import coal_CAC_N
Import coal_CAC_W | Import_coal_CAC_W | #N/A | CAC-W | CAC | SPP-Non-Firm/EGAT-Non-Firm-Coal | SPP-Non-Firm/EGAT-Non-Firm | Coal Subcritical 5 | Coal | Cogeneration | Coal | Coal | Fixed Pattern | #N/A | #N/A | 1 | 1 | 1 | 1 | 1 | 0 | 0 | 0 | 0 | 0 | #N/A | #N/A | #N/A | #N/A | #N/A | 8 | 40 | 0.1 | #N/A | #N/A | #N/A | #N/A | SPP | #N/A | #N/A | #N/A | Import coal_CAC_W | SPP-Non-Firm/EGAT-Non-Firm | Generator.Nodes | Import coal_CAC_W | CAC | Generator.Fuels | Import coal_CAC_W | Coal | Reserve.Generators | EGAT_reserve | #N/A | Reserve.Generators | DynamicReserve | Import coal_CAC_W | Reserve.Generators | RegulatingReserve | #N/A | List.Generators | Coal | Import coal_CAC_W
Import coal_NAC | Import_coal_NAC | #N/A | NAC | NAC | SPP-Non-Firm/EGAT-Non-Firm-Coal | SPP-Non-Firm/EGAT-Non-Firm | Coal Subcritical 5 | Coal | Cogeneration | Coal | Coal | Fixed Pattern | #N/A | #N/A | 1 | 1 | 1 | 1 | 1 | 0 | 0 | 0 | 0 | 0 | #N/A | #N/A | #N/A | #N/A | #N/A | 8 | 40 | 0.1 | #N/A | #N/A | #N/A | #N/A | SPP | #N/A | #N/A | #N/A | Import coal_NAC | SPP-Non-Firm/EGAT-Non-Firm | Generator.Nodes | Import coal_NAC | NAC | Generator.Fuels | Import coal_NAC | Coal | Reserve.Generators | EGAT_reserve | #N/A | Reserve.Generators | DynamicReserve | Import coal_NAC | Reserve.Generators | RegulatingReserve | #N/A | List.Generators | Coal | Import coal_NAC
Import coal_MAC | Import_coal_MAC | #N/A | MAC | MAC | SPP-Non-Firm/EGAT-Non-Firm-Coal | SPP-Non-Firm/EGAT-Non-Firm | Coal Subcritical 5 | Coal | Cogeneration | Coal | Coal | Fixed Pattern | #N/A | #N/A | 1 | 1 | 1 | 1 | 1 | 8 | 8 | 8 | 8 | 8 | #N/A | #N/A | #N/A | #N/A | #N/A | 8 | 40 | 0.1 | #N/A | #N/A | #N/A | #N/A | SPP | #N/A | #N/A | #N/A | Import coal_MAC | SPP-Non-Firm/EGAT-Non-Firm | Generator.Nodes | Import coal_MAC | MAC | Generator.Fuels | Import coal_MAC | Coal | Reserve.Generators | EGAT_reserve | #N/A | Reserve.Generators | DynamicReserve | Import coal_MAC | Reserve.Generators | RegulatingReserve | #N/A | List.Generators | Coal | Import coal_MAC
Import coal_SAC | Import_coal_SAC | #N/A | SAC | SAC | SPP-Non-Firm/EGAT-Non-Firm-Coal | SPP-Non-Firm/EGAT-Non-Firm | Coal Subcritical 5 | Coal | Cogeneration | Coal | Coal | Fixed Pattern | #N/A | #N/A | 1 | 1 | 1 | 1 | 1 | 0 | 0 | 0 | 0 | 0 | #N/A | #N/A | #N/A | #N/A | #N/A | 8 | 40 | 0.1 | #N/A | #N/A | #N/A | #N/A | SPP | #N/A | #N/A | #N/A | Import coal_SAC | SPP-Non-Firm/EGAT-Non-Firm | Generator.Nodes | Import coal_SAC | SAC | Generator.Fuels | Import coal_SAC | Coal | Reserve.Generators | EGAT_reserve | #N/A | Reserve.Generators | DynamicReserve | Import coal_SAC | Reserve.Generators | RegulatingReserve | #N/A | List.Generators | Coal | Import coal_SAC
Import coal_NEC | Import_coal_NEC | #N/A | NEC | NEC | SPP-Non-Firm/EGAT-Non-Firm-Coal | SPP-Non-Firm/EGAT-Non-Firm | Coal Subcritical 5 | Coal | Cogeneration | Coal | Coal | Fixed Pattern | #N/A | #N/A | 1 | 1 | 1 | 1 | 1 | 0 | 0 | 0 | 0 | 0 | #N/A | #N/A | #N/A | #N/A | #N/A | 8 | 40 | 0.1 | #N/A | #N/A | #N/A | #N/A | SPP | #N/A | #N/A | #N/A | Import coal_NEC | SPP-Non-Firm/EGAT-Non-Firm | Generator.Nodes | Import coal_NEC | NEC | Generator.Fuels | Import coal_NEC | Coal | Reserve.Generators | EGAT_reserve | #N/A | Reserve.Generators | DynamicReserve | Import coal_NEC | Reserve.Generators | RegulatingReserve | #N/A | List.Generators | Coal | Import coal_NEC
Natural gas_CAC_E | Natural_gas_CAC_E | #N/A | CAC-E | CAC | SPP-Non-Firm/EGAT-Non-Firm-Gas | SPP-Non-Firm/EGAT-Non-Firm | Gas GT 3 | Gas | Cogeneration | Gas | Gas | Fixed Pattern | #N/A | #N/A | 1 | 1 | 1 | 1 | 1 | 205 | 205 | 205 | 205 | 205 | #N/A | #N/A | #N/A | #N/A | #N/A | 8 | 40 | 0.1 | #N/A | #N/A | #N/A | #N/A | SPP | #N/A | #N/A | #N/A | Natural gas_CAC_E | SPP-Non-Firm/EGAT-Non-Firm | Generator.Nodes | Natural gas_CAC_E | CAC | Generator.Fuels | Natural gas_CAC_E | Gas | Reserve.Generators | EGAT_reserve | #N/A | Reserve.Generators | DynamicReserve | Natural gas_CAC_E | Reserve.Generators | RegulatingReserve | #N/A | List.Generators | Gas | Natural gas_CAC_E
Natural gas_CAC_N | Natural_gas_CAC_N | #N/A | CAC-N | CAC | SPP-Non-Firm/EGAT-Non-Firm-Gas | SPP-Non-Firm/EGAT-Non-Firm | Gas GT 3 | Gas | Cogeneration | Gas | Gas | Fixed Pattern | #N/A | #N/A | 1 | 1 | 1 | 1 | 1 | 0 | 0 | 0 | 0 | 0 | #N/A | #N/A | #N/A | #N/A | #N/A | 8 | 40 | 0.1 | #N/A | #N/A | #N/A | #N/A | SPP | #N/A | #N/A | #N/A | Natural gas_CAC_N | SPP-Non-Firm/EGAT-Non-Firm | Generator.Nodes | Natural gas_CAC_N | CAC | Generator.Fuels | Natural gas_CAC_N | Gas | Reserve.Generators | EGAT_reserve | #N/A | Reserve.Generators | DynamicReserve | Natural gas_CAC_N | Reserve.Generators | RegulatingReserve | #N/A | List.Generators | Gas | Natural gas_CAC_N
Natural gas_CAC_W | Natural_gas_CAC_W | #N/A | CAC-W | CAC | SPP-Non-Firm/EGAT-Non-Firm-Gas | SPP-Non-Firm/EGAT-Non-Firm | Gas GT 3 | Gas | Cogeneration | Gas | Gas | Fixed Pattern | #N/A | #N/A | 1 | 1 | 1 | 1 | 1 | 0 | 0 | 0 | 0 | 0 | #N/A | #N/A | #N/A | #N/A | #N/A | 8 | 40 | 0.1 | #N/A | #N/A | #N/A | #N/A | SPP | #N/A | #N/A | #N/A | Natural gas_CAC_W | SPP-Non-Firm/EGAT-Non-Firm | Generator.Nodes | Natural gas_CAC_W | CAC | Generator.Fuels | Natural gas_CAC_W | Gas | Reserve.Generators | EGAT_reserve | #N/A | Reserve.Generators | DynamicReserve | Natural gas_CAC_W | Reserve.Generators | RegulatingReserve | #N/A | List.Generators | Gas | Natural gas_CAC_W
Natural gas_NAC | Natural_gas_NAC | #N/A | NAC | NAC | SPP-Non-Firm/EGAT-Non-Firm-Gas | SPP-Non-Firm/EGAT-Non-Firm | Gas GT 3 | Gas | Cogeneration | Gas | Gas | Fixed Pattern | #N/A | #N/A | 1 | 1 | 1 | 1 | 1 | 0 | 0 | 0 | 0 | 0 | #N/A | #N/A | #N/A | #N/A | #N/A | 8 | 40 | 0.1 | #N/A | #N/A | #N/A | #N/A | SPP | #N/A | #N/A | #N/A | Natural gas_NAC | SPP-Non-Firm/EGAT-Non-Firm | Generator.Nodes | Natural gas_NAC | NAC | Generator.Fuels | Natural gas_NAC | Gas | Reserve.Generators | EGAT_reserve | #N/A | Reserve.Generators | DynamicReserve | Natural gas_NAC | Reserve.Generators | RegulatingReserve | #N/A | List.Generators | Gas | Natural gas_NAC
Natural gas_MAC | Natural_gas_MAC | #N/A | MAC | MAC | SPP-Non-Firm/EGAT-Non-Firm-Gas | SPP-Non-Firm/EGAT-Non-Firm | Gas GT 3 | Gas | Cogeneration | Gas | Gas | Fixed Pattern | #N/A | #N/A | 1 | 1 | 1 | 1 | 1 | 65 | 65 | 65 | 65 | 65 | #N/A | #N/A | #N/A | #N/A | #N/A | 8 | 40 | 0.1 | #N/A | #N/A | #N/A | #N/A | SPP | #N/A | #N/A | #N/A | Natural gas_MAC | SPP-Non-Firm/EGAT-Non-Firm | Generator.Nodes | Natural gas_MAC | MAC | Generator.Fuels | Natural gas_MAC | Gas | Reserve.Generators | EGAT_reserve | #N/A | Reserve.Generators | DynamicReserve | Natural gas_MAC | Reserve.Generators | RegulatingReserve | #N/A | List.Generators | Gas | Natural gas_MAC
Natural gas_SAC | Natural_gas_SAC | #N/A | SAC | SAC | SPP-Non-Firm/EGAT-Non-Firm-Gas | SPP-Non-Firm/EGAT-Non-Firm | Gas GT 3 | Gas | Cogeneration | Gas | Gas | Fixed Pattern | #N/A | #N/A | 1 | 1 | 1 | 1 | 1 | 0 | 0 | 0 | 0 | 0 | #N/A | #N/A | #N/A | #N/A | #N/A | 8 | 40 | 0.1 | #N/A | #N/A | #N/A | #N/A | SPP | #N/A | #N/A | #N/A | Natural gas_SAC | SPP-Non-Firm/EGAT-Non-Firm | Generator.Nodes | Natural gas_SAC | SAC | Generator.Fuels | Natural gas_SAC | Gas | Reserve.Generators | EGAT_reserve | #N/A | Reserve.Generators | DynamicReserve | Natural gas_SAC | Reserve.Generators | RegulatingReserve | #N/A | List.Generators | Gas | Natural gas_SAC
Natural gas_NEC | Natural_gas_NEC | #N/A | NEC | NEC | SPP-Non-Firm/EGAT-Non-Firm-Gas | SPP-Non-Firm/EGAT-Non-Firm | Gas GT 3 | Gas | Cogeneration | Gas | Gas | Fixed Pattern | #N/A | #N/A | 1 | 1 | 1 | 1 | 1 | 0 | 0 | 0 | 0 | 0 | #N/A | #N/A | #N/A | #N/A | #N/A | 8 | 40 | 0.1 | #N/A | #N/A | #N/A | #N/A | SPP | #N/A | #N/A | #N/A | Natural gas_NEC | SPP-Non-Firm/EGAT-Non-Firm | Generator.Nodes | Natural gas_NEC | NEC | Generator.Fuels | Natural gas_NEC | Gas | Reserve.Generators | EGAT_reserve | #N/A | Reserve.Generators | DynamicReserve | Natural gas_NEC | Reserve.Generators | RegulatingReserve | #N/A | List.Generators | Gas | Natural gas_NEC
NPO-C1_GT | NPO-C1_GT | #N/A | NEC | NEC | EGAT CC_OCmode | EGAT CC_OCmode | Gas GT 3 | Gas | Combined Cycle | N GAS | N GAS | Optimal | #N/A | #N/A | 0 | 0 | 0 | 0 | 0 | 110 | 110 | 110 | 110 | 110 | #N/A | #N/A | #N/A | #N/A | #N/A | 8 | 40 | 0.1 | #N/A | #N/A | #N/A | #N/A | EGAT | #N/A | 9/1992 | 1992 | NPO-C1_GT | EGAT CC_OCmode | Generator.Nodes | NPO-C1_GT | NEC | Generator.Fuels | NPO-C1_GT | N GAS | Reserve.Generators | EGAT_reserve | NPO-C1_GT | Reserve.Generators | DynamicReserve | NPO-C1_GT | Reserve.Generators | RegulatingReserve | NPO-C1_GT | List.Generators | Gas | NPO-C1_GT
NPO-C2_GT | NPO-C2_GT | #N/A | NEC | NEC | EGAT CC_OCmode | EGAT CC_OCmode | Gas GT 3 | Gas | Combined Cycle | N GAS | N GAS | Optimal | #N/A | #N/A | 0 | 0 | 0 | 0 | 0 | 110 | 110 | 110 | 110 | 110 | #N/A | #N/A | #N/A | #N/A | #N/A | 8 | 40 | 0.1 | #N/A | #N/A | #N/A | #N/A | EGAT | #N/A | 4/1994 | 1994 | NPO-C2_GT | EGAT CC_OCmode | Generator.Nodes | NPO-C2_GT | NEC | Generator.Fuels | NPO-C2_GT | N GAS | Reserve.Generators | EGAT_reserve | NPO-C2_GT | Reserve.Generators | DynamicReserve | NPO-C2_GT | Reserve.Generators | RegulatingReserve | NPO-C2_GT | List.Generators | Gas | NPO-C2_GT
RB-C1_GT | RB-C1_GT | #N/A | CAC-W | CAC | EGAT CC_OCmode | EGAT CC_OCmode | Gas GT 3 | Gas | Combined Cycle | W GAS | W GAS | Optimal | #N/A | #N/A | 0 | 0 | 0 | 0 | 0 | 212 | 212 | 212 | 212 | 212 | #N/A | #N/A | #N/A | #N/A | #N/A | 8 | 40 | 0.1 | #N/A | #N/A | #N/A | #N/A | EGAT | #N/A | 4/2002 | 2002 | RB-C1_GT | EGAT CC_OCmode | Generator.Nodes | RB-C1_GT | CAC | Generator.Fuels | RB-C1_GT | W GAS | Reserve.Generators | EGAT_reserve | RB-C1_GT | Reserve.Generators | DynamicReserve | RB-C1_GT | Reserve.Generators | RegulatingReserve | RB-C1_GT | List.Generators | Gas | RB-C1_GT
RB-C2_GT | RB-C2_GT | #N/A | CAC-W | CAC | EGAT CC_OCmode | EGAT CC_OCmode | Gas GT 3 | Gas | Combined Cycle | W GAS | W GAS | Optimal | #N/A | #N/A | 0 | 0 | 0 | 0 | 0 | 209 | 209 | 209 | 209 | 209 | #N/A | #N/A | #N/A | #N/A | #N/A | 8 | 40 | 0.1 | #N/A | #N/A | #N/A | #N/A | EGAT | #N/A | 4/2002 | 2002 | RB-C2_GT | EGAT CC_OCmode | Generator.Nodes | RB-C2_GT | CAC | Generator.Fuels | RB-C2_GT | W GAS | Reserve.Generators | EGAT_reserve | RB-C2_GT | Reserve.Generators | DynamicReserve | RB-C2_GT | Reserve.Generators | RegulatingReserve | RB-C2_GT | List.Generators | Gas | RB-C2_GT
RB-C3_GT | RB-C3_GT | #N/A | CAC-W | CAC | EGAT CC_OCmode | EGAT CC_OCmode | Gas GT 3 | Gas | Combined Cycle | W GAS | W GAS | Optimal | #N/A | #N/A | 0 | 0 | 0 | 0 | 0 | 214 | 214 | 214 | 214 | 214 | #N/A | #N/A | #N/A | #N/A | #N/A | 8 | 40 | 0.1 | #N/A | #N/A | #N/A | #N/A | EGAT | #N/A | 11/2002 | 2002 | RB-C3_GT | EGAT CC_OCmode | Generator.Nodes | RB-C3_GT | CAC | Generator.Fuels | RB-C3_GT | W GAS | Reserve.Generators | EGAT_reserve | RB-C3_GT | Reserve.Generators | DynamicReserve | RB-C3_GT | Reserve.Generators | RegulatingReserve | RB-C3_GT | List.Generators | Gas | RB-C3_GT
SB-C1_GT | SB-C1_GT | #N/A | MAC | MAC | EGAT CC_OCmode | EGAT CC_OCmode | Gas GT 3 | Gas | Combined Cycle | E EGAT GAS | E EGAT GAS | Optimal | #N/A | #N/A | 0 | 0 | 0 | 0 | 0 | 100 | 100 | 100 | 100 | 100 | #N/A | #N/A | #N/A | #N/A | #N/A | 8 | 40 | 0.1 | #N/A | #N/A | #N/A | #N/A | EGAT | #N/A | 7/1994 | 1994 | SB-C1_GT | EGAT CC_OCmode | Generator.Nodes | SB-C1_GT | MAC | Generator.Fuels | SB-C1_GT | E EGAT GAS | Reserve.Generators | EGAT_reserve | SB-C1_GT | Reserve.Generators | DynamicReserve | SB-C1_GT | Reserve.Generators | RegulatingReserve | SB-C1_GT | List.Generators | Gas | SB-C1_GT
SB-C2_GT | SB-C2_GT | #N/A | MAC | MAC | EGAT CC_OCmode | EGAT CC_OCmode | Gas GT 3 | Gas | Combined Cycle | E EGAT GAS | E EGAT GAS | Optimal | #N/A | #N/A | 0 | 0 | 0 | 0 | 0 | 187 | 187 | 187 | 187 | 187 | #N/A | #N/A | #N/A | #N/A | #N/A | 8 | 40 | 0.1 | #N/A | #N/A | #N/A | #N/A | EGAT | #N/A | 12/1997 | 1997 | SB-C2_GT | EGAT CC_OCmode | Generator.Nodes | SB-C2_GT | MAC | Generator.Fuels | SB-C2_GT | E EGAT GAS | Reserve.Generators | EGAT_reserve | SB-C2_GT | Reserve.Generators | DynamicReserve | SB-C2_GT | Reserve.Generators | RegulatingReserve | SB-C2_GT | List.Generators | Gas | SB-C2_GT
WN-C3_GT | WN-C3_GT | #N/A | CAC-N | CAC | EGAT CC_OCmode | EGAT CC_OCmode | Gas GT 3 | Gas | Combined Cycle | E EGAT GAS | E EGAT GAS | Optimal | #N/A | #N/A | 0 | 0 | 0 | 0 | 0 | 223 | 223 | 223 | 223 | 223 | #N/A | #N/A | #N/A | #N/A | #N/A | 8 | 40 | 0.1 | #N/A | #N/A | #N/A | #N/A | EGAT | #N/A | 3/1998 | 1998 | WN-C3_GT | EGAT CC_OCmode | Generator.Nodes | WN-C3_GT | CAC | Generator.Fuels | WN-C3_GT | E EGAT GAS | Reserve.Generators | EGAT_reserve | WN-C3_GT | Reserve.Generators | DynamicReserve | WN-C3_GT | Reserve.Generators | RegulatingReserve | WN-C3_GT | List.Generators | Gas | WN-C3_GT
BB-FPV1 | BB-FPV1 | TRUE | NAC | NAC | EGAT-Floating Solar | EGAT-Floating Solar | Solar PV Utility | Solar | Renewable-Solar | Floating Solar | #N/A | Fixed Pattern | #N/A | #N/A | 0 | 0 | 1 | 1 | 1 | 158 | 158 | 158 | 158 | 158 | #N/A | #N/A | #N/A | #N/A | #N/A | 8 | 40 | 0.1 | #N/A | #N/A | #N/A | #N/A | EGAT | #N/A | #N/A | #N/A | BB-FPV1 | EGAT-Floating Solar | Generator.Nodes | BB-FPV1 | NAC | Generator.Fuels | BB-FPV1 | #N/A | Reserve.Generators | EGAT_reserve | #N/A | Reserve.Generators | DynamicReserve | BB-FPV1 | Reserve.Generators | RegulatingReserve | #N/A | List.Generators | Solar | BB-FPV1
BB-FPV2 | BB-FPV2 | TRUE | NAC | NAC | EGAT-Floating Solar | EGAT-Floating Solar | Solar PV Utility | Solar | Renewable-Solar | Floating Solar | #N/A | Fixed Pattern | #N/A | #N/A | 0 | 0 | 1 | 1 | 1 | 300 | 300 | 300 | 300 | 300 | #N/A | #N/A | #N/A | #N/A | #N/A | 8 | 40 | 0.1 | #N/A | #N/A | #N/A | #N/A | EGAT | #N/A | #N/A | #N/A | BB-FPV2 | EGAT-Floating Solar | Generator.Nodes | BB-FPV2 | NAC | Generator.Fuels | BB-FPV2 | #N/A | Reserve.Generators | EGAT_reserve | #N/A | Reserve.Generators | DynamicReserve | BB-FPV2 | Reserve.Generators | RegulatingReserve | #N/A | List.Generators | Solar | BB-FPV2
BB-FPV3 | BB-FPV3 | TRUE | NAC | NAC | EGAT-Floating Solar | EGAT-Floating Solar | Solar PV Utility | Solar | Renewable-Solar | Floating Solar | #N/A | Fixed Pattern | #N/A | #N/A | 0 | 0 | 0 | 1 | 1 | 520 | 520 | 520 | 520 | 520 | #N/A | #N/A | #N/A | #N/A | #N/A | 8 | 40 | 0.1 | #N/A | #N/A | #N/A | #N/A | EGAT | #N/A | #N/A | #N/A | BB-FPV3 | EGAT-Floating Solar | Generator.Nodes | BB-FPV3 | NAC | Generator.Fuels | BB-FPV3 | #N/A | Reserve.Generators | EGAT_reserve | #N/A | Reserve.Generators | DynamicReserve | BB-FPV3 | Reserve.Generators | RegulatingReserve | #N/A | List.Generators | Solar | BB-FPV3
BB-FPV4 | BB-FPV4 | TRUE | NAC | NAC | EGAT-Floating Solar | EGAT-Floating Solar | Solar PV Utility | Solar | Renewable-Solar | Floating Solar | #N/A | Fixed Pattern | #N/A | #N/A | 0 | 0 | 0 | 1 | 1 | 330 | 330 | 330 | 330 | 330 | #N/A | #N/A | #N/A | #N/A | #N/A | 8 | 40 | 0.1 | #N/A | #N/A | #N/A | #N/A | EGAT | #N/A | #N/A | #N/A | BB-FPV4 | EGAT-Floating Solar | Generator.Nodes | BB-FPV4 | NAC | Generator.Fuels | BB-FPV4 | #N/A | Reserve.Generators | EGAT_reserve | #N/A | Reserve.Generators | DynamicReserve | BB-FPV4 | Reserve.Generators | RegulatingReserve | #N/A | List.Generators | Solar | BB-FPV4
BB-FPV5 | BB-FPV5 | TRUE | NAC | NAC | EGAT-Floating Solar | EGAT-Floating Solar | Solar PV Utility | Solar | Renewable-Solar | Floating Solar | #N/A | Fixed Pattern | #N/A | #N/A | 0 | 0 | 0 | 1 | 1 | 418 | 418 | 418 | 418 | 418 | #N/A | #N/A | #N/A | #N/A | #N/A | 8 | 40 | 0.1 | #N/A | #N/A | #N/A | #N/A | EGAT | #N/A | #N/A | #N/A | BB-FPV5 | EGAT-Floating Solar | Generator.Nodes | BB-FPV5 | NAC | Generator.Fuels | BB-FPV5 | #N/A | Reserve.Generators | EGAT_reserve | #N/A | Reserve.Generators | DynamicReserve | BB-FPV5 | Reserve.Generators | RegulatingReserve | #N/A | List.Generators | Solar | BB-FPV5
BLG-FPV | BLG-FPV | TRUE | SAC | SAC | EGAT-Floating Solar | EGAT-Floating Solar | Solar PV Utility | Solar | Renewable-Solar | Floating Solar | #N/A | Fixed Pattern | #N/A | #N/A | 0 | 0 | 1 | 1 | 1 | 7 | 7 | 7 | 7 | 7 | #N/A | #N/A | #N/A | #N/A | #N/A | 8 | 40 | 0.1 | #N/A | #N/A | #N/A | #N/A | EGAT | #N/A | #N/A | #N/A | BLG-FPV | EGAT-Floating Solar | Generator.Nodes | BLG-FPV | SAC | Generator.Fuels | BLG-FPV | #N/A | Reserve.Generators | EGAT_reserve | #N/A | Reserve.Generators | DynamicReserve | BLG-FPV | Reserve.Generators | RegulatingReserve | #N/A | List.Generators | Solar | BLG-FPV
CLB-FPV | CLB-FPV | TRUE | NEC | NEC | EGAT-Floating Solar | EGAT-Floating Solar | Solar PV Utility | Solar | Renewable-Solar | Floating Solar | #N/A | Fixed Pattern | #N/A | #N/A | 0 | 0 | 1 | 1 | 1 | 40 | 40 | 40 | 40 | 40 | #N/A | #N/A | #N/A | #N/A | #N/A | 8 | 40 | 0.1 | #N/A | #N/A | #N/A | #N/A | EGAT | #N/A | #N/A | #N/A | CLB-FPV | EGAT-Floating Solar | Generator.Nodes | CLB-FPV | NEC | Generator.Fuels | CLB-FPV | #N/A | Reserve.Generators | EGAT_reserve | #N/A | Reserve.Generators | DynamicReserve | CLB-FPV | Reserve.Generators | RegulatingReserve | #N/A | List.Generators | Solar | CLB-FPV
NP-FPV | NP-FPV | TRUE | NEC | NEC | EGAT-Floating Solar | EGAT-Floating Solar | Solar PV Utility | Solar | Renewable-Solar | Floating Solar | #N/A | Fixed Pattern | #N/A | #N/A | 0 | 0 | 1 | 1 | 1 | 30 | 30 | 30 | 30 | 30 | #N/A | #N/A | #N/A | #N/A | #N/A | 8 | 40 | 0.1 | #N/A | #N/A | #N/A | #N/A | EGAT | #N/A | #N/A | #N/A | NP-FPV | EGAT-Floating Solar | Generator.Nodes | NP-FPV | NEC | Generator.Fuels | NP-FPV | #N/A | Reserve.Generators | EGAT_reserve | #N/A | Reserve.Generators | DynamicReserve | NP-FPV | Reserve.Generators | RegulatingReserve | #N/A | List.Generators | Solar | NP-FPV
RPB-FPV | RPB-FPV | TRUE | SAC | SAC | EGAT-Floating Solar | EGAT-Floating Solar | Solar PV Utility | Solar | Renewable-Solar | Floating Solar | #N/A | Fixed Pattern | #N/A | #N/A | 0 | 0 | 0 | 1 | 1 | 240 | 240 | 240 | 240 | 240 | #N/A | #N/A | #N/A | #N/A | #N/A | 8 | 40 | 0.1 | #N/A | #N/A | #N/A | #N/A | EGAT | #N/A | #N/A | #N/A | RPB-FPV | EGAT-Floating Solar | Generator.Nodes | RPB-FPV | SAC | Generator.Fuels | RPB-FPV | #N/A | Reserve.Generators | EGAT_reserve | #N/A | Reserve.Generators | DynamicReserve | RPB-FPV | Reserve.Generators | RegulatingReserve | #N/A | List.Generators | Solar | RPB-FPV
SND-FPV1 | SND-FPV1 | TRUE | CAC-W | CAC | EGAT-Floating Solar | EGAT-Floating Solar | Solar PV Utility | Solar | Renewable-Solar | Floating Solar | #N/A | Fixed Pattern | #N/A | #N/A | 0 | 0 | 1 | 1 | 1 | 140 | 140 | 140 | 140 | 140 | #N/A | #N/A | #N/A | #N/A | #N/A | 8 | 40 | 0.1 | #N/A | #N/A | #N/A | #N/A | EGAT | #N/A | #N/A | #N/A | SND-FPV1 | EGAT-Floating Solar | Generator.Nodes | SND-FPV1 | CAC | Generator.Fuels | SND-FPV1 | #N/A | Reserve.Generators | EGAT_reserve | #N/A | Reserve.Generators | DynamicReserve | SND-FPV1 | Reserve.Generators | RegulatingReserve | #N/A | List.Generators | Solar | SND-FPV1
SND-FPV2 | SND-FPV2 | TRUE | CAC-W | CAC | EGAT-Floating Solar | EGAT-Floating Solar | Solar PV Utility | Solar | Renewable-Solar | Floating Solar | #N/A | Fixed Pattern | #N/A | #N/A | 0 | 0 | 1 | 1 | 1 | 300 | 300 | 300 | 300 | 300 | #N/A | #N/A | #N/A | #N/A | #N/A | 8 | 40 | 0.1 | #N/A | #N/A | #N/A | #N/A | EGAT | #N/A | #N/A | #N/A | SND-FPV2 | EGAT-Floating Solar | Generator.Nodes | SND-FPV2 | CAC | Generator.Fuels | SND-FPV2 | #N/A | Reserve.Generators | EGAT_reserve | #N/A | Reserve.Generators | DynamicReserve | SND-FPV2 | Reserve.Generators | RegulatingReserve | #N/A | List.Generators | Solar | SND-FPV2
SND-FPV3 | SND-FPV3 | TRUE | CAC-W | CAC | EGAT-Floating Solar | EGAT-Floating Solar | Solar PV Utility | Solar | Renewable-Solar | Floating Solar | #N/A | Fixed Pattern | #N/A | #N/A | 0 | 0 | 1 | 1 | 1 | 380 | 380 | 380 | 380 | 380 | #N/A | #N/A | #N/A | #N/A | #N/A | 8 | 40 | 0.1 | #N/A | #N/A | #N/A | #N/A | EGAT | #N/A | #N/A | #N/A | SND-FPV3 | EGAT-Floating Solar | Generator.Nodes | SND-FPV3 | CAC | Generator.Fuels | SND-FPV3 | #N/A | Reserve.Generators | EGAT_reserve | #N/A | Reserve.Generators | DynamicReserve | SND-FPV3 | Reserve.Generators | RegulatingReserve | #N/A | List.Generators | Solar | SND-FPV3
SND-FPV4 | SND-FPV4 | TRUE | CAC-W | CAC | EGAT-Floating Solar | EGAT-Floating Solar | Solar PV Utility | Solar | Renewable-Solar | Floating Solar | #N/A | Fixed Pattern | #N/A | #N/A | 0 | 0 | 0 | 1 | 1 | 900 | 900 | 900 | 900 | 900 | #N/A | #N/A | #N/A | #N/A | #N/A | 8 | 40 | 0.1 | #N/A | #N/A | #N/A | #N/A | EGAT | #N/A | #N/A | #N/A | SND-FPV4 | EGAT-Floating Solar | Generator.Nodes | SND-FPV4 | CAC | Generator.Fuels | SND-FPV4 | #N/A | Reserve.Generators | EGAT_reserve | #N/A | Reserve.Generators | DynamicReserve | SND-FPV4 | Reserve.Generators | RegulatingReserve | #N/A | List.Generators | Solar | SND-FPV4
SND-FPV5 | SND-FPV5 | TRUE | CAC-W | CAC | EGAT-Floating Solar | EGAT-Floating Solar | Solar PV Utility | Solar | Renewable-Solar | Floating Solar | #N/A | Fixed Pattern | #N/A | #N/A | 0 | 0 | 0 | 1 | 1 | 550 | 550 | 550 | 550 | 550 | #N/A | #N/A | #N/A | #N/A | #N/A | 8 | 40 | 0.1 | #N/A | #N/A | #N/A | #N/A | EGAT | #N/A | #N/A | #N/A | SND-FPV5 | EGAT-Floating Solar | Generator.Nodes | SND-FPV5 | CAC | Generator.Fuels | SND-FPV5 | #N/A | Reserve.Generators | EGAT_reserve | #N/A | Reserve.Generators | DynamicReserve | SND-FPV5 | Reserve.Generators | RegulatingReserve | #N/A | List.Generators | Solar | SND-FPV5
SND-FPV6 | SND-FPV6 | TRUE | CAC-W | CAC | EGAT-Floating Solar | EGAT-Floating Solar | Solar PV Utility | Solar | Renewable-Solar | Floating Solar | #N/A | Fixed Pattern | #N/A | #N/A | 0 | 0 | 0 | 1 | 1 | 770 | 770 | 770 | 770 | 770 | #N/A | #N/A | #N/A | #N/A | #N/A | 8 | 40 | 0.1 | #N/A | #N/A | #N/A | #N/A | EGAT | #N/A | #N/A | #N/A | SND-FPV6 | EGAT-Floating Solar | Generator.Nodes | SND-FPV6 | CAC | Generator.Fuels | SND-FPV6 | #N/A | Reserve.Generators | EGAT_reserve | #N/A | Reserve.Generators | DynamicReserve | SND-FPV6 | Reserve.Generators | RegulatingReserve | #N/A | List.Generators | Solar | SND-FPV6
SND-FPV7 | SND-FPV7 | TRUE | CAC-W | CAC | EGAT-Floating Solar | EGAT-Floating Solar | Solar PV Utility | Solar | Renewable-Solar | Floating Solar | #N/A | Fixed Pattern | #N/A | #N/A | 0 | 0 | 0 | 0 | 1 | 770 | 770 | 770 | 770 | 770 | #N/A | #N/A | #N/A | #N/A | #N/A | 8 | 40 | 0.1 | #N/A | #N/A | #N/A | #N/A | EGAT | #N/A | #N/A | #N/A | SND-FPV7 | EGAT-Floating Solar | Generator.Nodes | SND-FPV7 | CAC | Generator.Fuels | SND-FPV7 | #N/A | Reserve.Generators | EGAT_reserve | #N/A | Reserve.Generators | DynamicReserve | SND-FPV7 | Reserve.Generators | RegulatingReserve | #N/A | List.Generators | Solar | SND-FPV7
SRD-FPV2 | SRD-FPV2 | TRUE | NEC | NEC | EGAT-Floating Solar | EGAT-Floating Solar | Solar PV Utility | Solar | Renewable-Solar | Floating Solar | #N/A | Fixed Pattern | #N/A | #N/A | 0 | 0 | 1 | 1 | 1 | 420 | 420 | 420 | 420 | 420 | #N/A | #N/A | #N/A | #N/A | #N/A | 8 | 40 | 0.1 | #N/A | #N/A | #N/A | #N/A | EGAT | #N/A | #N/A | #N/A | SRD-FPV2 | EGAT-Floating Solar | Generator.Nodes | SRD-FPV2 | NEC | Generator.Fuels | SRD-FPV2 | #N/A | Reserve.Generators | EGAT_reserve | #N/A | Reserve.Generators | DynamicReserve | SRD-FPV2 | Reserve.Generators | RegulatingReserve | #N/A | List.Generators | Solar | SRD-FPV2
SRD-FPV3 | SRD-FPV3 | TRUE | NEC | NEC | EGAT-Floating Solar | EGAT-Floating Solar | Solar PV Utility | Solar | Renewable-Solar | Floating Solar | #N/A | Fixed Pattern | #N/A | #N/A | 0 | 0 | 0 | 1 | 1 | 990 | 990 | 990 | 990 | 990 | #N/A | #N/A | #N/A | #N/A | #N/A | 8 | 40 | 0.1 | #N/A | #N/A | #N/A | #N/A | EGAT | #N/A | #N/A | #N/A | SRD-FPV3 | EGAT-Floating Solar | Generator.Nodes | SRD-FPV3 | NEC | Generator.Fuels | SRD-FPV3 | #N/A | Reserve.Generators | EGAT_reserve | #N/A | Reserve.Generators | DynamicReserve | SRD-FPV3 | Reserve.Generators | RegulatingReserve | #N/A | List.Generators | Solar | SRD-FPV3
SRK-FPV1 | SRK-FPV1 | TRUE | NAC | NAC | EGAT-Floating Solar | EGAT-Floating Solar | Solar PV Utility | Solar | Renewable-Solar | Floating Solar | #N/A | Fixed Pattern | #N/A | #N/A | 0 | 0 | 0 | 1 | 1 | 900 | 900 | 900 | 900 | 900 | #N/A | #N/A | #N/A | #N/A | #N/A | 8 | 40 | 0.1 | #N/A | #N/A | #N/A | #N/A | EGAT | #N/A | #N/A | #N/A | SRK-FPV1 | EGAT-Floating Solar | Generator.Nodes | SRK-FPV1 | NAC | Generator.Fuels | SRK-FPV1 | #N/A | Reserve.Generators | EGAT_reserve | #N/A | Reserve.Generators | DynamicReserve | SRK-FPV1 | Reserve.Generators | RegulatingReserve | #N/A | List.Generators | Solar | SRK-FPV1
SRK-FPV2 | SRK-FPV2 | TRUE | NAC | NAC | EGAT-Floating Solar | EGAT-Floating Solar | Solar PV Utility | Solar | Renewable-Solar | Floating Solar | #N/A | Fixed Pattern | #N/A | #N/A | 0 | 0 | 0 | 1 | 1 | 528 | 528 | 528 | 528 | 528 | #N/A | #N/A | #N/A | #N/A | #N/A | 8 | 40 | 0.1 | #N/A | #N/A | #N/A | #N/A | EGAT | #N/A | #N/A | #N/A | SRK-FPV2 | EGAT-Floating Solar | Generator.Nodes | SRK-FPV2 | NAC | Generator.Fuels | SRK-FPV2 | #N/A | Reserve.Generators | EGAT_reserve | #N/A | Reserve.Generators | DynamicReserve | SRK-FPV2 | Reserve.Generators | RegulatingReserve | #N/A | List.Generators | Solar | SRK-FPV2
UR-FPV2 | UR-FPV2 | TRUE | NEC | NEC | EGAT-Floating Solar | EGAT-Floating Solar | Solar PV Utility | Solar | Renewable-Solar | Floating Solar | #N/A | Fixed Pattern | #N/A | #N/A | 0 | 0 | 1 | 1 | 1 | 540 | 540 | 540 | 540 | 540 | #N/A | #N/A | #N/A | #N/A | #N/A | 8 | 40 | 0.1 | #N/A | #N/A | #N/A | #N/A | EGAT | #N/A | #N/A | #N/A | UR-FPV2 | EGAT-Floating Solar | Generator.Nodes | UR-FPV2 | NEC | Generator.Fuels | UR-FPV2 | #N/A | Reserve.Generators | EGAT_reserve | #N/A | Reserve.Generators | DynamicReserve | UR-FPV2 | Reserve.Generators | RegulatingReserve | #N/A | List.Generators | Solar | UR-FPV2
UR-FPV3 | UR-FPV3 | TRUE | NEC | NEC | EGAT-Floating Solar | EGAT-Floating Solar | Solar PV Utility | Solar | Renewable-Solar | Floating Solar | #N/A | Fixed Pattern | #N/A | #N/A | 0 | 0 | 0 | 1 | 1 | 165 | 165 | 165 | 165 | 165 | #N/A | #N/A | #N/A | #N/A | #N/A | 8 | 40 | 0.1 | #N/A | #N/A | #N/A | #N/A | EGAT | #N/A | #N/A | #N/A | UR-FPV3 | EGAT-Floating Solar | Generator.Nodes | UR-FPV3 | NEC | Generator.Fuels | UR-FPV3 | #N/A | Reserve.Generators | EGAT_reserve | #N/A | Reserve.Generators | DynamicReserve | UR-FPV3 | Reserve.Generators | RegulatingReserve | #N/A | List.Generators | Solar | UR-FPV3
UR-FPV4 | UR-FPV4 | TRUE | NEC | NEC | EGAT-Floating Solar | EGAT-Floating Solar | Solar PV Utility | Solar | Renewable-Solar | Floating Solar | #N/A | Fixed Pattern | #N/A | #N/A | 0 | 0 | 0 | 1 | 1 | 275 | 275 | 275 | 275 | 275 | #N/A | #N/A | #N/A | #N/A | #N/A | 8 | 40 | 0.1 | #N/A | #N/A | #N/A | #N/A | EGAT | #N/A | #N/A | #N/A | UR-FPV4 | EGAT-Floating Solar | Generator.Nodes | UR-FPV4 | NEC | Generator.Fuels | UR-FPV4 | #N/A | Reserve.Generators | EGAT_reserve | #N/A | Reserve.Generators | DynamicReserve | UR-FPV4 | Reserve.Generators | RegulatingReserve | #N/A | List.Generators | Solar | UR-FPV4
VRK-FPV1 | VRK-FPV1 | TRUE | CAC-W | CAC | EGAT-Floating Solar | EGAT-Floating Solar | Solar PV Utility | Solar | Renewable-Solar | Floating Solar | #N/A | Fixed Pattern | #N/A | #N/A | 0 | 0 | 1 | 1 | 1 | 50 | 50 | 50 | 50 | 50 | #N/A | #N/A | #N/A | #N/A | #N/A | 8 | 40 | 0.1 | #N/A | #N/A | #N/A | #N/A | EGAT | #N/A | #N/A | #N/A | VRK-FPV1 | EGAT-Floating Solar | Generator.Nodes | VRK-FPV1 | CAC | Generator.Fuels | VRK-FPV1 | #N/A | Reserve.Generators | EGAT_reserve | #N/A | Reserve.Generators | DynamicReserve | VRK-FPV1 | Reserve.Generators | RegulatingReserve | #N/A | List.Generators | Solar | VRK-FPV1
VRK-FPV2 | VRK-FPV2 | TRUE | CAC-W | CAC | EGAT-Floating Solar | EGAT-Floating Solar | Solar PV Utility | Solar | Renewable-Solar | Floating Solar | #N/A | Fixed Pattern | #N/A | #N/A | 0 | 0 | 1 | 1 | 1 | 40 | 40 | 40 | 40 | 40 | #N/A | #N/A | #N/A | #N/A | #N/A | 8 | 40 | 0.1 | #N/A | #N/A | #N/A | #N/A | EGAT | #N/A | #N/A | #N/A | VRK-FPV2 | EGAT-Floating Solar | Generator.Nodes | VRK-FPV2 | CAC | Generator.Fuels | VRK-FPV2 | #N/A | Reserve.Generators | EGAT_reserve | #N/A | Reserve.Generators | DynamicReserve | VRK-FPV2 | Reserve.Generators | RegulatingReserve | #N/A | List.Generators | Solar | VRK-FPV2
VRK-FPV3 | VRK-FPV3 | TRUE | CAC-W | CAC | EGAT-Floating Solar | EGAT-Floating Solar | Solar PV Utility | Solar | Renewable-Solar | Floating Solar | #N/A | Fixed Pattern | #N/A | #N/A | 0 | 0 | 0 | 1 | 1 | 250 | 250 | 250 | 250 | 250 | #N/A | #N/A | #N/A | #N/A | #N/A | 8 | 40 | 0.1 | #N/A | #N/A | #N/A | #N/A | EGAT | #N/A | #N/A | #N/A | VRK-FPV3 | EGAT-Floating Solar | Generator.Nodes | VRK-FPV3 | CAC | Generator.Fuels | VRK-FPV3 | #N/A | Reserve.Generators | EGAT_reserve | #N/A | Reserve.Generators | DynamicReserve | VRK-FPV3 | Reserve.Generators | RegulatingReserve | #N/A | List.Generators | Solar | VRK-FPV3
VRK-FPV4 | VRK-FPV4 | TRUE | CAC-W | CAC | EGAT-Floating Solar | EGAT-Floating Solar | Solar PV Utility | Solar | Renewable-Solar | Floating Solar | #N/A | Fixed Pattern | #N/A | #N/A | 0 | 0 | 0 | 0 | 1 | 165 | 165 | 165 | 165 | 165 | #N/A | #N/A | #N/A | #N/A | #N/A | 8 | 40 | 0.1 | #N/A | #N/A | #N/A | #N/A | EGAT | #N/A | #N/A | #N/A | VRK-FPV4 | EGAT-Floating Solar | Generator.Nodes | VRK-FPV4 | CAC | Generator.Fuels | VRK-FPV4 | #N/A | Reserve.Generators | EGAT_reserve | #N/A | Reserve.Generators | DynamicReserve | VRK-FPV4 | Reserve.Generators | RegulatingReserve | #N/A | List.Generators | Solar | VRK-FPV4
VRK-FPV5 | VRK-FPV5 | TRUE | CAC-W | CAC | EGAT-Floating Solar | EGAT-Floating Solar | Solar PV Utility | Solar | Renewable-Solar | Floating Solar | #N/A | Fixed Pattern | #N/A | #N/A | 0 | 0 | 0 | 0 | 1 | 165 | 165 | 165 | 165 | 165 | #N/A | #N/A | #N/A | #N/A | #N/A | 8 | 40 | 0.1 | #N/A | #N/A | #N/A | #N/A | EGAT | #N/A | #N/A | #N/A | VRK-FPV5 | EGAT-Floating Solar | Generator.Nodes | VRK-FPV5 | CAC | Generator.Fuels | VRK-FPV5 | #N/A | Reserve.Generators | EGAT_reserve | #N/A | Reserve.Generators | DynamicReserve | VRK-FPV5 | Reserve.Generators | RegulatingReserve | #N/A | List.Generators | Solar | VRK-FPV5
UR-FPV | UR-FPV | TRUE | NEC | NEC | EGAT-Floating Solar | EGAT-Floating Solar | Solar PV Utility | Solar | Renewable-Solar | Floating Solar | #N/A | Fixed Pattern | #N/A | #N/A | 0 | 1 | 1 | 1 | 1 | 24 | 24 | 24 | 24 | 24 | #N/A | #N/A | #N/A | #N/A | #N/A | 8 | 40 | 0.1 | #N/A | #N/A | #N/A | #N/A | EGAT | #N/A | 5/2023 | 2023 | UR-FPV | EGAT-Floating Solar | Generator.Nodes | UR-FPV | NEC | Generator.Fuels | UR-FPV | #N/A | Reserve.Generators | EGAT_reserve | #N/A | Reserve.Generators | DynamicReserve | UR-FPV | Reserve.Generators | RegulatingReserve | #N/A | List.Generators | Solar | UR-FPV
SRD-FPV | SRD-FPV | TRUE | NEC | NEC | EGAT-Floating Solar | EGAT-Floating Solar | Solar PV Utility | Solar | Renewable-Solar | Floating Solar | #N/A | Fixed Pattern | #N/A | #N/A | 1 | 1 | 1 | 1 | 1 | 45 | 45 | 45 | 45 | 45 | #N/A | #N/A | #N/A | #N/A | #N/A | 8 | 40 | 0.1 | #N/A | #N/A | #N/A | #N/A | EGAT | #N/A | 10/2021 | 2021 | SRD-FPV | EGAT-Floating Solar | Generator.Nodes | SRD-FPV | NEC | Generator.Fuels | SRD-FPV | #N/A | Reserve.Generators | EGAT_reserve | #N/A | Reserve.Generators | DynamicReserve | SRD-FPV | Reserve.Generators | RegulatingReserve | #N/A | List.Generators | Solar | SRD-FPV
VSPP_IPS_SPPbiogas_CAC-E | VSPP_IPS_SPPbiogas_CAC-E | #N/A | CAC-E | CAC | Biogas | VSPP | Biogases | Bioenergy | Renewable-Biogas | Biogas | Biogas | Fixed Pattern | #N/A | #N/A | 1 | 1 | 1 | 1 | 1 | 18.47 | 122 | 122 | 180 | 180 | #N/A | #N/A | #N/A | #N/A | #N/A | 8 | 40 | 0.1 | #N/A | #N/A | #N/A | #N/A | VSPP | #N/A | #N/A | #N/A | VSPP_IPS_SPPbiogas_CAC-E | VSPP | Generator.Nodes | VSPP_IPS_SPPbiogas_CAC-E | CAC | Generator.Fuels | VSPP_IPS_SPPbiogas_CAC-E | Biogas | Reserve.Generators | EGAT_reserve | #N/A | Reserve.Generators | DynamicReserve | VSPP_IPS_SPPbiogas_CAC-E | Reserve.Generators | RegulatingReserve | #N/A | List.Generators | Bioenergy | VSPP_IPS_SPPbiogas_CAC-E
VSPP_IPS_SPPbiogas_CAC-N | VSPP_IPS_SPPbiogas_CAC-N | #N/A | CAC-N | CAC | Biogas | VSPP | Biogases | Bioenergy | Renewable-Biogas | Biogas | Biogas | Fixed Pattern | #N/A | #N/A | 1 | 1 | 1 | 1 | 1 | 87.17 | 155 | 155 | 178 | 178 | #N/A | #N/A | #N/A | #N/A | #N/A | 8 | 40 | 0.1 | #N/A | #N/A | #N/A | #N/A | VSPP | #N/A | #N/A | #N/A | VSPP_IPS_SPPbiogas_CAC-N | VSPP | Generator.Nodes | VSPP_IPS_SPPbiogas_CAC-N | CAC | Generator.Fuels | VSPP_IPS_SPPbiogas_CAC-N | Biogas | Reserve.Generators | EGAT_reserve | #N/A | Reserve.Generators | DynamicReserve | VSPP_IPS_SPPbiogas_CAC-N | Reserve.Generators | RegulatingReserve | #N/A | List.Generators | Bioenergy | VSPP_IPS_SPPbiogas_CAC-N
VSPP_IPS_SPPbiogas_CAC-W | VSPP_IPS_SPPbiogas_CAC-W | #N/A | CAC-W | CAC | Biogas | VSPP | Biogases | Bioenergy | Renewable-Biogas | Biogas | Biogas | Fixed Pattern | #N/A | #N/A | 1 | 1 | 1 | 1 | 1 | 38.9 | 253 | 253 | 291 | 291 | #N/A | #N/A | #N/A | #N/A | #N/A | 8 | 40 | 0.1 | #N/A | #N/A | #N/A | #N/A | VSPP | #N/A | #N/A | #N/A | VSPP_IPS_SPPbiogas_CAC-W | VSPP | Generator.Nodes | VSPP_IPS_SPPbiogas_CAC-W | CAC | Generator.Fuels | VSPP_IPS_SPPbiogas_CAC-W | Biogas | Reserve.Generators | EGAT_reserve | #N/A | Reserve.Generators | DynamicReserve | VSPP_IPS_SPPbiogas_CAC-W | Reserve.Generators | RegulatingReserve | #N/A | List.Generators | Bioenergy | VSPP_IPS_SPPbiogas_CAC-W
VSPP_IPS_SPPbiogas_MAC | VSPP_IPS_SPPbiogas_MAC | #N/A | MAC | MAC | Biogas | VSPP | Biogases | Bioenergy | Renewable-Biogas | Biogas | Biogas | Fixed Pattern | #N/A | #N/A | 1 | 1 | 1 | 1 | 1 | 0 | 7 | 7 | 15 | 15 | #N/A | #N/A | #N/A | #N/A | #N/A | 8 | 40 | 0.1 | #N/A | #N/A | #N/A | #N/A | VSPP | #N/A | #N/A | #N/A | VSPP_IPS_SPPbiogas_MAC | VSPP | Generator.Nodes | VSPP_IPS_SPPbiogas_MAC | MAC | Generator.Fuels | VSPP_IPS_SPPbiogas_MAC | Biogas | Reserve.Generators | EGAT_reserve | #N/A | Reserve.Generators | DynamicReserve | VSPP_IPS_SPPbiogas_MAC | Reserve.Generators | RegulatingReserve | #N/A | List.Generators | Bioenergy | VSPP_IPS_SPPbiogas_MAC
VSPP_IPS_SPPbiogas_NAC | VSPP_IPS_SPPbiogas_NAC | #N/A | NAC | NAC | Biogas | VSPP | Biogases | Bioenergy | Renewable-Biogas | Biogas | Biogas | Fixed Pattern | #N/A | #N/A | 1 | 1 | 1 | 1 | 1 | 12.692 | 130 | 130 | 176 | 176 | #N/A | #N/A | #N/A | #N/A | #N/A | 8 | 40 | 0.1 | #N/A | #N/A | #N/A | #N/A | VSPP | #N/A | #N/A | #N/A | VSPP_IPS_SPPbiogas_NAC | VSPP | Generator.Nodes | VSPP_IPS_SPPbiogas_NAC | NAC | Generator.Fuels | VSPP_IPS_SPPbiogas_NAC | Biogas | Reserve.Generators | EGAT_reserve | #N/A | Reserve.Generators | DynamicReserve | VSPP_IPS_SPPbiogas_NAC | Reserve.Generators | RegulatingReserve | #N/A | List.Generators | Bioenergy | VSPP_IPS_SPPbiogas_NAC
VSPP_IPS_SPPbiogas_NEC | VSPP_IPS_SPPbiogas_NEC | #N/A | NEC | NEC | Biogas | VSPP | Biogases | Bioenergy | Renewable-Biogas | Biogas | Biogas | Fixed Pattern | #N/A | #N/A | 1 | 1 | 1 | 1 | 1 | 89.09 | 202 | 202 | 327 | 327 | #N/A | #N/A | #N/A | #N/A | #N/A | 8 | 40 | 0.1 | #N/A | #N/A | #N/A | #N/A | VSPP | #N/A | #N/A | #N/A | VSPP_IPS_SPPbiogas_NEC | VSPP | Generator.Nodes | VSPP_IPS_SPPbiogas_NEC | NEC | Generator.Fuels | VSPP_IPS_SPPbiogas_NEC | Biogas | Reserve.Generators | EGAT_reserve | #N/A | Reserve.Generators | DynamicReserve | VSPP_IPS_SPPbiogas_NEC | Reserve.Generators | RegulatingReserve | #N/A | List.Generators | Bioenergy | VSPP_IPS_SPPbiogas_NEC
VSPP_IPS_SPPbiogas_SAC | VSPP_IPS_SPPbiogas_SAC | #N/A | SAC | SAC | Biogas | VSPP | Biogases | Bioenergy | Renewable-Biogas | Biogas | Biogas | Fixed Pattern | #N/A | #N/A | 1 | 1 | 1 | 1 | 1 | 68.943 | 266 | 266 | 368 | 368 | #N/A | #N/A | #N/A | #N/A | #N/A | 8 | 40 | 0.1 | #N/A | #N/A | #N/A | #N/A | VSPP | #N/A | #N/A | #N/A | VSPP_IPS_SPPbiogas_SAC | VSPP | Generator.Nodes | VSPP_IPS_SPPbiogas_SAC | SAC | Generator.Fuels | VSPP_IPS_SPPbiogas_SAC | Biogas | Reserve.Generators | EGAT_reserve | #N/A | Reserve.Generators | DynamicReserve | VSPP_IPS_SPPbiogas_SAC | Reserve.Generators | RegulatingReserve | #N/A | List.Generators | Bioenergy | VSPP_IPS_SPPbiogas_SAC
VSPP_IPS_SPPbiomass_CAC-E | VSPP_IPS_SPPbiomass_CAC-E | #N/A | CAC-E | CAC | Biomass | VSPP | Biomass Power Plant | Bioenergy | Renewable-Biomass | Biomass | Bio_Wood | Fixed Pattern | #N/A | #N/A | 1 | 1 | 1 | 1 | 1 | 53 | 99 | 103 | 213 | 213 | #N/A | #N/A | #N/A | #N/A | #N/A | 8 | 40 | 0.1 | #N/A | #N/A | #N/A | #N/A | VSPP | #N/A | #N/A | #N/A | VSPP_IPS_SPPbiomass_CAC-E | VSPP | Generator.Nodes | VSPP_IPS_SPPbiomass_CAC-E | CAC | Generator.Fuels | VSPP_IPS_SPPbiomass_CAC-E | Bio_Wood | Reserve.Generators | EGAT_reserve | #N/A | Reserve.Generators | DynamicReserve | VSPP_IPS_SPPbiomass_CAC-E | Reserve.Generators | RegulatingReserve | #N/A | List.Generators | Bioenergy | VSPP_IPS_SPPbiomass_CAC-E
VSPP_IPS_SPPbiomass_CAC-N | VSPP_IPS_SPPbiomass_CAC-N | #N/A | CAC-N | CAC | Biomass | VSPP | Biomass Power Plant | Bioenergy | Renewable-Biomass | Biomass | Bio_Wood | Fixed Pattern | #N/A | #N/A | 1 | 1 | 1 | 1 | 1 | 121.2 | 293 | 272.2 | 418 | 418 | #N/A | #N/A | #N/A | #N/A | #N/A | 8 | 40 | 0.1 | #N/A | #N/A | #N/A | #N/A | VSPP | #N/A | #N/A | #N/A | VSPP_IPS_SPPbiomass_CAC-N | VSPP | Generator.Nodes | VSPP_IPS_SPPbiomass_CAC-N | CAC | Generator.Fuels | VSPP_IPS_SPPbiomass_CAC-N | Bio_Wood | Reserve.Generators | EGAT_reserve | #N/A | Reserve.Generators | DynamicReserve | VSPP_IPS_SPPbiomass_CAC-N | Reserve.Generators | RegulatingReserve | #N/A | List.Generators | Bioenergy | VSPP_IPS_SPPbiomass_CAC-N
VSPP_IPS_SPPbiomass_CAC-W | VSPP_IPS_SPPbiomass_CAC-W | #N/A | CAC-W | CAC | Biomass | VSPP | Biomass Power Plant | Bioenergy | Renewable-Biomass | Biomass | Bio_Wood | Fixed Pattern | #N/A | #N/A | 1 | 1 | 1 | 1 | 1 | 138.73 | 299 | 287 | 441 | 441 | #N/A | #N/A | #N/A | #N/A | #N/A | 8 | 40 | 0.1 | #N/A | #N/A | #N/A | #N/A | VSPP | #N/A | #N/A | #N/A | VSPP_IPS_SPPbiomass_CAC-W | VSPP | Generator.Nodes | VSPP_IPS_SPPbiomass_CAC-W | CAC | Generator.Fuels | VSPP_IPS_SPPbiomass_CAC-W | Bio_Wood | Reserve.Generators | EGAT_reserve | #N/A | Reserve.Generators | DynamicReserve | VSPP_IPS_SPPbiomass_CAC-W | Reserve.Generators | RegulatingReserve | #N/A | List.Generators | Bioenergy | VSPP_IPS_SPPbiomass_CAC-W
VSPP_IPS_SPPbiomass_MAC | VSPP_IPS_SPPbiomass_MAC | #N/A | MAC | MAC | Biomass | VSPP | Biomass Power Plant | Bioenergy | Renewable-Biomass | Biomass | Bio_Wood | Fixed Pattern | #N/A | #N/A | 1 | 1 | 1 | 1 | 1 | 0 | 5 | 5 | 9 | 9 | #N/A | #N/A | #N/A | #N/A | #N/A | 8 | 40 | 0.1 | #N/A | #N/A | #N/A | #N/A | VSPP | #N/A | #N/A | #N/A | VSPP_IPS_SPPbiomass_MAC | VSPP | Generator.Nodes | VSPP_IPS_SPPbiomass_MAC | MAC | Generator.Fuels | VSPP_IPS_SPPbiomass_MAC | Bio_Wood | Reserve.Generators | EGAT_reserve | #N/A | Reserve.Generators | DynamicReserve | VSPP_IPS_SPPbiomass_MAC | Reserve.Generators | RegulatingReserve | #N/A | List.Generators | Bioenergy | VSPP_IPS_SPPbiomass_MAC
VSPP_IPS_SPPbiomass_NAC | VSPP_IPS_SPPbiomass_NAC | #N/A | NAC | NAC | Biomass | VSPP | Biomass Power Plant | Bioenergy | Renewable-Biomass | Biomass | Bio_Wood | Fixed Pattern | #N/A | #N/A | 1 | 1 | 1 | 1 | 1 | 226.11 | 291 | 298 | 1019 | 1019 | #N/A | #N/A | #N/A | #N/A | #N/A | 8 | 40 | 0.1 | #N/A | #N/A | #N/A | #N/A | VSPP | #N/A | #N/A | #N/A | VSPP_IPS_SPPbiomass_NAC | VSPP | Generator.Nodes | VSPP_IPS_SPPbiomass_NAC | NAC | Generator.Fuels | VSPP_IPS_SPPbiomass_NAC | Bio_Wood | Reserve.Generators | EGAT_reserve | #N/A | Reserve.Generators | DynamicReserve | VSPP_IPS_SPPbiomass_NAC | Reserve.Generators | RegulatingReserve | #N/A | List.Generators | Bioenergy | VSPP_IPS_SPPbiomass_NAC
VSPP_IPS_SPPbiomass_NEC | VSPP_IPS_SPPbiomass_NEC | #N/A | NEC | NEC | Biomass | VSPP | Biomass Power Plant | Bioenergy | Renewable-Biomass | Biomass | Bio_Wood | Fixed Pattern | #N/A | #N/A | 1 | 1 | 1 | 1 | 1 | 370.91 | 371 | 349 | 1264 | 1264 | #N/A | #N/A | #N/A | #N/A | #N/A | 8 | 40 | 0.1 | #N/A | #N/A | #N/A | #N/A | VSPP | #N/A | #N/A | #N/A | VSPP_IPS_SPPbiomass_NEC | VSPP | Generator.Nodes | VSPP_IPS_SPPbiomass_NEC | NEC | Generator.Fuels | VSPP_IPS_SPPbiomass_NEC | Bio_Wood | Reserve.Generators | EGAT_reserve | #N/A | Reserve.Generators | DynamicReserve | VSPP_IPS_SPPbiomass_NEC | Reserve.Generators | RegulatingReserve | #N/A | List.Generators | Bioenergy | VSPP_IPS_SPPbiomass_NEC
VSPP_IPS_SPPbiomass_SAC | VSPP_IPS_SPPbiomass_SAC | #N/A | SAC | SAC | Biomass | VSPP | Biomass Power Plant | Bioenergy | Renewable-Biomass | Biomass | Bio_Wood | Fixed Pattern | #N/A | #N/A | 1 | 1 | 1 | 1 | 1 | 192.4 | 426 | 426 | 524 | 524 | #N/A | #N/A | #N/A | #N/A | #N/A | 8 | 40 | 0.1 | #N/A | #N/A | #N/A | #N/A | VSPP | #N/A | #N/A | #N/A | VSPP_IPS_SPPbiomass_SAC | VSPP | Generator.Nodes | VSPP_IPS_SPPbiomass_SAC | SAC | Generator.Fuels | VSPP_IPS_SPPbiomass_SAC | Bio_Wood | Reserve.Generators | EGAT_reserve | #N/A | Reserve.Generators | DynamicReserve | VSPP_IPS_SPPbiomass_SAC | Reserve.Generators | RegulatingReserve | #N/A | List.Generators | Bioenergy | VSPP_IPS_SPPbiomass_SAC
VSPP_IPS_SPPcoal_CAC-E | VSPP_IPS_SPPcoal_CAC-E | #N/A | CAC-E | CAC | Coal | VSPP | Coal Subcritical 5 | Coal | Cogen | Coal | Coal | Fixed Pattern | #N/A | #N/A | 1 | 1 | 1 | 1 | 1 | 23.99 | 19 | 19 | 19 | 19 | #N/A | #N/A | #N/A | #N/A | #N/A | 8 | 40 | 0.1 | #N/A | #N/A | #N/A | #N/A | VSPP | #N/A | #N/A | #N/A | VSPP_IPS_SPPcoal_CAC-E | VSPP | Generator.Nodes | VSPP_IPS_SPPcoal_CAC-E | CAC | Generator.Fuels | VSPP_IPS_SPPcoal_CAC-E | Coal | Reserve.Generators | EGAT_reserve | #N/A | Reserve.Generators | DynamicReserve | VSPP_IPS_SPPcoal_CAC-E | Reserve.Generators | RegulatingReserve | #N/A | List.Generators | Coal | VSPP_IPS_SPPcoal_CAC-E
VSPP_IPS_SPPcoal_CAC-N | VSPP_IPS_SPPcoal_CAC-N | #N/A | CAC-N | CAC | Coal | VSPP | Coal Subcritical 5 | Coal | Cogen | Coal | Coal | Fixed Pattern | #N/A | #N/A | 1 | 1 | 1 | 1 | 1 | 9.8 | 3 | 3 | 3 | 3 | #N/A | #N/A | #N/A | #N/A | #N/A | 8 | 40 | 0.1 | #N/A | #N/A | #N/A | #N/A | VSPP | #N/A | #N/A | #N/A | VSPP_IPS_SPPcoal_CAC-N | VSPP | Generator.Nodes | VSPP_IPS_SPPcoal_CAC-N | CAC | Generator.Fuels | VSPP_IPS_SPPcoal_CAC-N | Coal | Reserve.Generators | EGAT_reserve | #N/A | Reserve.Generators | DynamicReserve | VSPP_IPS_SPPcoal_CAC-N | Reserve.Generators | RegulatingReserve | #N/A | List.Generators | Coal | VSPP_IPS_SPPcoal_CAC-N
VSPP_IPS_SPPcoal_CAC-W | VSPP_IPS_SPPcoal_CAC-W | #N/A | CAC-W | CAC | Coal | VSPP | Coal Subcritical 5 | Coal | Cogen | Coal | Coal | Fixed Pattern | #N/A | #N/A | 1 | 1 | 1 | 1 | 1 | 15 | 10 | 10 | 10 | 10 | #N/A | #N/A | #N/A | #N/A | #N/A | 8 | 40 | 0.1 | #N/A | #N/A | #N/A | #N/A | VSPP | #N/A | #N/A | #N/A | VSPP_IPS_SPPcoal_CAC-W | VSPP | Generator.Nodes | VSPP_IPS_SPPcoal_CAC-W | CAC | Generator.Fuels | VSPP_IPS_SPPcoal_CAC-W | Coal | Reserve.Generators | EGAT_reserve | #N/A | Reserve.Generators | DynamicReserve | VSPP_IPS_SPPcoal_CAC-W | Reserve.Generators | RegulatingReserve | #N/A | List.Generators | Coal | VSPP_IPS_SPPcoal_CAC-W
VSPP_IPS_SPPee_CAC-E | VSPP_IPS_SPPee_CAC-E | #N/A | CAC-E | CAC | EE | VSPP | Hydro RoR | Hydro | #N/A | EE | #N/A | Fixed Pattern | #N/A | #N/A | 1 | 1 | 1 | 1 | 1 | 0 | 0 | 0 | 0 | 0 | #N/A | #N/A | #N/A | #N/A | #N/A | 8 | 40 | 0.1 | #N/A | #N/A | #N/A | #N/A | VSPP | #N/A | #N/A | #N/A | VSPP_IPS_SPPee_CAC-E | VSPP | Generator.Nodes | VSPP_IPS_SPPee_CAC-E | CAC | Generator.Fuels | VSPP_IPS_SPPee_CAC-E | #N/A | Reserve.Generators | EGAT_reserve | #N/A | Reserve.Generators | DynamicReserve | VSPP_IPS_SPPee_CAC-E | Reserve.Generators | RegulatingReserve | #N/A | List.Generators | Hydro | VSPP_IPS_SPPee_CAC-E
VSPP_IPS_SPPee_CAC-N | VSPP_IPS_SPPee_CAC-N | #N/A | CAC-N | CAC | EE | VSPP | Hydro RoR | Hydro | #N/A | EE | #N/A | Fixed Pattern | #N/A | #N/A | 1 | 1 | 1 | 1 | 1 | 0 | 0 | 0 | 0 | 0 | #N/A | #N/A | #N/A | #N/A | #N/A | 8 | 40 | 0.1 | #N/A | #N/A | #N/A | #N/A | VSPP | #N/A | #N/A | #N/A | VSPP_IPS_SPPee_CAC-N | VSPP | Generator.Nodes | VSPP_IPS_SPPee_CAC-N | CAC | Generator.Fuels | VSPP_IPS_SPPee_CAC-N | #N/A | Reserve.Generators | EGAT_reserve | #N/A | Reserve.Generators | DynamicReserve | VSPP_IPS_SPPee_CAC-N | Reserve.Generators | RegulatingReserve | #N/A | List.Generators | Hydro | VSPP_IPS_SPPee_CAC-N
VSPP_IPS_SPPee_CAC-W | VSPP_IPS_SPPee_CAC-W | #N/A | CAC-W | CAC | EE | VSPP | Hydro RoR | Hydro | #N/A | EE | #N/A | Fixed Pattern | #N/A | #N/A | 1 | 1 | 1 | 1 | 1 | 0 | 0 | 0 | 0 | 0 | #N/A | #N/A | #N/A | #N/A | #N/A | 8 | 40 | 0.1 | #N/A | #N/A | #N/A | #N/A | VSPP | #N/A | #N/A | #N/A | VSPP_IPS_SPPee_CAC-W | VSPP | Generator.Nodes | VSPP_IPS_SPPee_CAC-W | CAC | Generator.Fuels | VSPP_IPS_SPPee_CAC-W | #N/A | Reserve.Generators | EGAT_reserve | #N/A | Reserve.Generators | DynamicReserve | VSPP_IPS_SPPee_CAC-W | Reserve.Generators | RegulatingReserve | #N/A | List.Generators | Hydro | VSPP_IPS_SPPee_CAC-W
VSPP_IPS_SPPee_MAC | VSPP_IPS_SPPee_MAC | #N/A | MAC | MAC | EE | VSPP | Hydro RoR | Hydro | #N/A | EE | #N/A | Fixed Pattern | #N/A | #N/A | 1 | 1 | 1 | 1 | 1 | 0 | 0 | 0 | 0 | 0 | #N/A | #N/A | #N/A | #N/A | #N/A | 8 | 40 | 0.1 | #N/A | #N/A | #N/A | #N/A | VSPP | #N/A | #N/A | #N/A | VSPP_IPS_SPPee_MAC | VSPP | Generator.Nodes | VSPP_IPS_SPPee_MAC | MAC | Generator.Fuels | VSPP_IPS_SPPee_MAC | #N/A | Reserve.Generators | EGAT_reserve | #N/A | Reserve.Generators | DynamicReserve | VSPP_IPS_SPPee_MAC | Reserve.Generators | RegulatingReserve | #N/A | List.Generators | Hydro | VSPP_IPS_SPPee_MAC
VSPP_IPS_SPPee_NAC | VSPP_IPS_SPPee_NAC | #N/A | NAC | NAC | EE | VSPP | Hydro RoR | Hydro | #N/A | EE | #N/A | Fixed Pattern | #N/A | #N/A | 1 | 1 | 1 | 1 | 1 | 0 | 0 | 0 | 0 | 0 | #N/A | #N/A | #N/A | #N/A | #N/A | 8 | 40 | 0.1 | #N/A | #N/A | #N/A | #N/A | VSPP | #N/A | #N/A | #N/A | VSPP_IPS_SPPee_NAC | VSPP | Generator.Nodes | VSPP_IPS_SPPee_NAC | NAC | Generator.Fuels | VSPP_IPS_SPPee_NAC | #N/A | Reserve.Generators | EGAT_reserve | #N/A | Reserve.Generators | DynamicReserve | VSPP_IPS_SPPee_NAC | Reserve.Generators | RegulatingReserve | #N/A | List.Generators | Hydro | VSPP_IPS_SPPee_NAC
VSPP_IPS_SPPee_NEC | VSPP_IPS_SPPee_NEC | #N/A | NEC | NEC | EE | VSPP | Hydro RoR | Hydro | #N/A | EE | #N/A | Fixed Pattern | #N/A | #N/A | 1 | 1 | 1 | 1 | 1 | 0 | 0 | 0 | 0 | 0 | #N/A | #N/A | #N/A | #N/A | #N/A | 8 | 40 | 0.1 | #N/A | #N/A | #N/A | #N/A | VSPP | #N/A | #N/A | #N/A | VSPP_IPS_SPPee_NEC | VSPP | Generator.Nodes | VSPP_IPS_SPPee_NEC | NEC | Generator.Fuels | VSPP_IPS_SPPee_NEC | #N/A | Reserve.Generators | EGAT_reserve | #N/A | Reserve.Generators | DynamicReserve | VSPP_IPS_SPPee_NEC | Reserve.Generators | RegulatingReserve | #N/A | List.Generators | Hydro | VSPP_IPS_SPPee_NEC
VSPP_IPS_SPPee_SAC | VSPP_IPS_SPPee_SAC | #N/A | SAC | SAC | EE | VSPP | Hydro RoR | Hydro | #N/A | EE | #N/A | Fixed Pattern | #N/A | #N/A | 1 | 1 | 1 | 1 | 1 | 0 | 0 | 0 | 0 | 0 | #N/A | #N/A | #N/A | #N/A | #N/A | 8 | 40 | 0.1 | #N/A | #N/A | #N/A | #N/A | VSPP | #N/A | #N/A | #N/A | VSPP_IPS_SPPee_SAC | VSPP | Generator.Nodes | VSPP_IPS_SPPee_SAC | SAC | Generator.Fuels | VSPP_IPS_SPPee_SAC | #N/A | Reserve.Generators | EGAT_reserve | #N/A | Reserve.Generators | DynamicReserve | VSPP_IPS_SPPee_SAC | Reserve.Generators | RegulatingReserve | #N/A | List.Generators | Hydro | VSPP_IPS_SPPee_SAC
VSPP_IPS_SPPgarbage_CAC-E | VSPP_IPS_SPPgarbage_CAC-E | #N/A | CAC-E | CAC | MSW | VSPP | Waste to Energy | Bioenergy | Renewable-Waste | MSW | #N/A | Fixed Pattern | #N/A | #N/A | 1 | 1 | 1 | 1 | 1 | 33.3 | 72 | 72 | 79 | 79 | #N/A | #N/A | #N/A | #N/A | #N/A | 8 | 40 | 0.1 | #N/A | #N/A | #N/A | #N/A | VSPP | #N/A | #N/A | #N/A | VSPP_IPS_SPPgarbage_CAC-E | VSPP | Generator.Nodes | VSPP_IPS_SPPgarbage_CAC-E | CAC | Generator.Fuels | VSPP_IPS_SPPgarbage_CAC-E | #N/A | Reserve.Generators | EGAT_reserve | #N/A | Reserve.Generators | DynamicReserve | VSPP_IPS_SPPgarbage_CAC-E | Reserve.Generators | RegulatingReserve | #N/A | List.Generators | Bioenergy | VSPP_IPS_SPPgarbage_CAC-E
VSPP_IPS_SPPgarbage_CAC-N | VSPP_IPS_SPPgarbage_CAC-N | #N/A | CAC-N | CAC | MSW | VSPP | Waste to Energy | Bioenergy | Renewable-Waste | MSW | #N/A | Fixed Pattern | #N/A | #N/A | 1 | 1 | 1 | 1 | 1 | 22.3 | 60 | 60 | 60 | 60 | #N/A | #N/A | #N/A | #N/A | #N/A | 8 | 40 | 0.1 | #N/A | #N/A | #N/A | #N/A | VSPP | #N/A | #N/A | #N/A | VSPP_IPS_SPPgarbage_CAC-N | VSPP | Generator.Nodes | VSPP_IPS_SPPgarbage_CAC-N | CAC | Generator.Fuels | VSPP_IPS_SPPgarbage_CAC-N | #N/A | Reserve.Generators | EGAT_reserve | #N/A | Reserve.Generators | DynamicReserve | VSPP_IPS_SPPgarbage_CAC-N | Reserve.Generators | RegulatingReserve | #N/A | List.Generators | Bioenergy | VSPP_IPS_SPPgarbage_CAC-N
VSPP_IPS_SPPgarbage_CAC-W | VSPP_IPS_SPPgarbage_CAC-W | #N/A | CAC-W | CAC | MSW | VSPP | Waste to Energy | Bioenergy | Renewable-Waste | MSW | #N/A | Fixed Pattern | #N/A | #N/A | 1 | 1 | 1 | 1 | 1 | 48.21 | 92 | 92 | 98 | 98 | #N/A | #N/A | #N/A | #N/A | #N/A | 8 | 40 | 0.1 | #N/A | #N/A | #N/A | #N/A | VSPP | #N/A | #N/A | #N/A | VSPP_IPS_SPPgarbage_CAC-W | VSPP | Generator.Nodes | VSPP_IPS_SPPgarbage_CAC-W | CAC | Generator.Fuels | VSPP_IPS_SPPgarbage_CAC-W | #N/A | Reserve.Generators | EGAT_reserve | #N/A | Reserve.Generators | DynamicReserve | VSPP_IPS_SPPgarbage_CAC-W | Reserve.Generators | RegulatingReserve | #N/A | List.Generators | Bioenergy | VSPP_IPS_SPPgarbage_CAC-W
VSPP_IPS_SPPgarbage_MAC | VSPP_IPS_SPPgarbage_MAC | #N/A | MAC | MAC | MSW | VSPP | Waste to Energy | Bioenergy | Renewable-Waste | MSW | #N/A | Fixed Pattern | #N/A | #N/A | 1 | 1 | 1 | 1 | 1 | 27.6 | 155 | 155 | 155 | 155 | #N/A | #N/A | #N/A | #N/A | #N/A | 8 | 40 | 0.1 | #N/A | #N/A | #N/A | #N/A | VSPP | #N/A | #N/A | #N/A | VSPP_IPS_SPPgarbage_MAC | VSPP | Generator.Nodes | VSPP_IPS_SPPgarbage_MAC | MAC | Generator.Fuels | VSPP_IPS_SPPgarbage_MAC | #N/A | Reserve.Generators | EGAT_reserve | #N/A | Reserve.Generators | DynamicReserve | VSPP_IPS_SPPgarbage_MAC | Reserve.Generators | RegulatingReserve | #N/A | List.Generators | Bioenergy | VSPP_IPS_SPPgarbage_MAC
VSPP_IPS_SPPgarbage_NAC | VSPP_IPS_SPPgarbage_NAC | #N/A | NAC | NAC | MSW | VSPP | Waste to Energy | Bioenergy | Renewable-Waste | MSW | #N/A | Fixed Pattern | #N/A | #N/A | 1 | 1 | 1 | 1 | 1 | 17.53 | 88 | 88 | 91 | 91 | #N/A | #N/A | #N/A | #N/A | #N/A | 8 | 40 | 0.1 | #N/A | #N/A | #N/A | #N/A | VSPP | #N/A | #N/A | #N/A | VSPP_IPS_SPPgarbage_NAC | VSPP | Generator.Nodes | VSPP_IPS_SPPgarbage_NAC | NAC | Generator.Fuels | VSPP_IPS_SPPgarbage_NAC | #N/A | Reserve.Generators | EGAT_reserve | #N/A | Reserve.Generators | DynamicReserve | VSPP_IPS_SPPgarbage_NAC | Reserve.Generators | RegulatingReserve | #N/A | List.Generators | Bioenergy | VSPP_IPS_SPPgarbage_NAC
VSPP_IPS_SPPgarbage_NEC | VSPP_IPS_SPPgarbage_NEC | #N/A | NEC | NEC | MSW | VSPP | Waste to Energy | Bioenergy | Renewable-Waste | MSW | #N/A | Fixed Pattern | #N/A | #N/A | 1 | 1 | 1 | 1 | 1 | 5.02 | 56 | 56 | 70 | 70 | #N/A | #N/A | #N/A | #N/A | #N/A | 8 | 40 | 0.1 | #N/A | #N/A | #N/A | #N/A | VSPP | #N/A | #N/A | #N/A | VSPP_IPS_SPPgarbage_NEC | VSPP | Generator.Nodes | VSPP_IPS_SPPgarbage_NEC | NEC | Generator.Fuels | VSPP_IPS_SPPgarbage_NEC | #N/A | Reserve.Generators | EGAT_reserve | #N/A | Reserve.Generators | DynamicReserve | VSPP_IPS_SPPgarbage_NEC | Reserve.Generators | RegulatingReserve | #N/A | List.Generators | Bioenergy | VSPP_IPS_SPPgarbage_NEC
VSPP_IPS_SPPgarbage_SAC | VSPP_IPS_SPPgarbage_SAC | #N/A | SAC | SAC | MSW | VSPP | Waste to Energy | Bioenergy | Renewable-Waste | MSW | #N/A | Fixed Pattern | #N/A | #N/A | 1 | 1 | 1 | 1 | 1 | 23.9 | 79 | 79 | 93 | 93 | #N/A | #N/A | #N/A | #N/A | #N/A | 8 | 40 | 0.1 | #N/A | #N/A | #N/A | #N/A | VSPP | #N/A | #N/A | #N/A | VSPP_IPS_SPPgarbage_SAC | VSPP | Generator.Nodes | VSPP_IPS_SPPgarbage_SAC | SAC | Generator.Fuels | VSPP_IPS_SPPgarbage_SAC | #N/A | Reserve.Generators | EGAT_reserve | #N/A | Reserve.Generators | DynamicReserve | VSPP_IPS_SPPgarbage_SAC | Reserve.Generators | RegulatingReserve | #N/A | List.Generators | Bioenergy | VSPP_IPS_SPPgarbage_SAC
VSPP_IPS_SPPhydro_MAC | VSPP_IPS_SPPhydro_MAC | #N/A | MAC | MAC | Hydro | VSPP | Hydro RoR | Hydro | Domestic Hydro | Hydro | #N/A | Fixed Pattern | #N/A | #N/A | 1 | 1 | 1 | 1 | 1 | 0.8 | 1 | 1 | 1 | 1 | #N/A | #N/A | #N/A | #N/A | #N/A | 8 | 40 | 0.1 | #N/A | #N/A | #N/A | #N/A | VSPP | #N/A | #N/A | #N/A | VSPP_IPS_SPPhydro_MAC | VSPP | Generator.Nodes | VSPP_IPS_SPPhydro_MAC | MAC | Generator.Fuels | VSPP_IPS_SPPhydro_MAC | #N/A | Reserve.Generators | EGAT_reserve | #N/A | Reserve.Generators | DynamicReserve | VSPP_IPS_SPPhydro_MAC | Reserve.Generators | RegulatingReserve | #N/A | List.Generators | Hydro | VSPP_IPS_SPPhydro_MAC
VSPP_IPS_SPPhydro_NAC | VSPP_IPS_SPPhydro_NAC | #N/A | NAC | NAC | Hydro | VSPP | Hydro RoR | Hydro | Domestic Hydro | Hydro | #N/A | Fixed Pattern | #N/A | #N/A | 1 | 1 | 1 | 1 | 1 | 19.83 | 15 | 15 | 15 | 15 | #N/A | #N/A | #N/A | #N/A | #N/A | 8 | 40 | 0.1 | #N/A | #N/A | #N/A | #N/A | VSPP | #N/A | #N/A | #N/A | VSPP_IPS_SPPhydro_NAC | VSPP | Generator.Nodes | VSPP_IPS_SPPhydro_NAC | NAC | Generator.Fuels | VSPP_IPS_SPPhydro_NAC | #N/A | Reserve.Generators | EGAT_reserve | #N/A | Reserve.Generators | DynamicReserve | VSPP_IPS_SPPhydro_NAC | Reserve.Generators | RegulatingReserve | #N/A | List.Generators | Hydro | VSPP_IPS_SPPhydro_NAC
VSPP_IPS_SPPhydro_NEC | VSPP_IPS_SPPhydro_NEC | #N/A | NEC | NEC | Hydro | VSPP | Hydro RoR | Hydro | Domestic Hydro | Hydro | #N/A | Fixed Pattern | #N/A | #N/A | 1 | 1 | 1 | 1 | 1 | 5.35 | 12 | 12 | 12 | 12 | #N/A | #N/A | #N/A | #N/A | #N/A | 8 | 40 | 0.1 | #N/A | #N/A | #N/A | #N/A | VSPP | #N/A | #N/A | #N/A | VSPP_IPS_SPPhydro_NEC | VSPP | Generator.Nodes | VSPP_IPS_SPPhydro_NEC | NEC | Generator.Fuels | VSPP_IPS_SPPhydro_NEC | #N/A | Reserve.Generators | EGAT_reserve | #N/A | Reserve.Generators | DynamicReserve | VSPP_IPS_SPPhydro_NEC | Reserve.Generators | RegulatingReserve | #N/A | List.Generators | Hydro | VSPP_IPS_SPPhydro_NEC
VSPP_IPS_SPPnaturalgas_CAC-N | VSPP_IPS_SPPnaturalgas_CAC-N | #N/A | CAC-N | CAC | Gas | VSPP | Gas GT 3 | Gas | Cogen | Gas | Gas | Fixed Pattern | #N/A | #N/A | 1 | 1 | 1 | 1 | 1 | 9.8 | 7 | 7 | 7 | 7 | #N/A | #N/A | #N/A | #N/A | #N/A | 8 | 40 | 0.1 | #N/A | #N/A | #N/A | #N/A | VSPP | #N/A | #N/A | #N/A | VSPP_IPS_SPPnaturalgas_CAC-N | VSPP | Generator.Nodes | VSPP_IPS_SPPnaturalgas_CAC-N | CAC | Generator.Fuels | VSPP_IPS_SPPnaturalgas_CAC-N | Gas | Reserve.Generators | EGAT_reserve | #N/A | Reserve.Generators | DynamicReserve | VSPP_IPS_SPPnaturalgas_CAC-N | Reserve.Generators | RegulatingReserve | #N/A | List.Generators | Gas | VSPP_IPS_SPPnaturalgas_CAC-N
VSPP_IPS_SPPnaturalgas_MAC | VSPP_IPS_SPPnaturalgas_MAC | #N/A | MAC | MAC | Gas | VSPP | Gas GT 3 | Gas | Cogen | Gas | Gas | Fixed Pattern | #N/A | #N/A | 1 | 1 | 1 | 1 | 1 | 24.7 | 25 | 25 | 25 | 25 | #N/A | #N/A | #N/A | #N/A | #N/A | 8 | 40 | 0.1 | #N/A | #N/A | #N/A | #N/A | VSPP | #N/A | #N/A | #N/A | VSPP_IPS_SPPnaturalgas_MAC | VSPP | Generator.Nodes | VSPP_IPS_SPPnaturalgas_MAC | MAC | Generator.Fuels | VSPP_IPS_SPPnaturalgas_MAC | Gas | Reserve.Generators | EGAT_reserve | #N/A | Reserve.Generators | DynamicReserve | VSPP_IPS_SPPnaturalgas_MAC | Reserve.Generators | RegulatingReserve | #N/A | List.Generators | Gas | VSPP_IPS_SPPnaturalgas_MAC
DPV_CAC-E | DPV_CAC-E | #N/A | CAC-E | CAC | Solar | VSPP | Solar PV Buildings | Solar | Renewable-Solar | Solar | #N/A | Fixed Pattern | #N/A | #N/A | 1 | 1 | 1 | 1 | 1 | 475.5945 | 558 | 1074 | 1848 | 1848 | #N/A | #N/A | #N/A | #N/A | #N/A | 8 | 40 | 0.1 | #N/A | #N/A | #N/A | #N/A | VSPP | #N/A | #N/A | #N/A | DPV_CAC-E | VSPP | Generator.Nodes | DPV_CAC-E | CAC | Generator.Fuels | DPV_CAC-E | #N/A | Reserve.Generators | EGAT_reserve | #N/A | Reserve.Generators | DynamicReserve | DPV_CAC-E | Reserve.Generators | RegulatingReserve | #N/A | List.Generators | Solar | DPV_CAC-E
DPV_CAC-N | DPV_CAC-N | #N/A | CAC-N | CAC | Solar | VSPP | Solar PV Buildings | Solar | Renewable-Solar | Solar | #N/A | Fixed Pattern | #N/A | #N/A | 1 | 1 | 1 | 1 | 1 | 400.36 | 539 | 806 | 1205 | 1205 | #N/A | #N/A | #N/A | #N/A | #N/A | 8 | 40 | 0.1 | #N/A | #N/A | #N/A | #N/A | VSPP | #N/A | #N/A | #N/A | DPV_CAC-N | VSPP | Generator.Nodes | DPV_CAC-N | CAC | Generator.Fuels | DPV_CAC-N | #N/A | Reserve.Generators | EGAT_reserve | #N/A | Reserve.Generators | DynamicReserve | DPV_CAC-N | Reserve.Generators | RegulatingReserve | #N/A | List.Generators | Solar | DPV_CAC-N
DPV_CAC-W | DPV_CAC-W | #N/A | CAC-W | CAC | Solar | VSPP | Solar PV Buildings | Solar | Renewable-Solar | Solar | #N/A | Fixed Pattern | #N/A | #N/A | 1 | 1 | 1 | 1 | 1 | 679.0702 | 831 | 1116 | 1542 | 1542 | #N/A | #N/A | #N/A | #N/A | #N/A | 8 | 40 | 0.1 | #N/A | #N/A | #N/A | #N/A | VSPP | #N/A | #N/A | #N/A | DPV_CAC-W | VSPP | Generator.Nodes | DPV_CAC-W | CAC | Generator.Fuels | DPV_CAC-W | #N/A | Reserve.Generators | EGAT_reserve | #N/A | Reserve.Generators | DynamicReserve | DPV_CAC-W | Reserve.Generators | RegulatingReserve | #N/A | List.Generators | Solar | DPV_CAC-W
DPV_MAC | DPV_MAC | #N/A | MAC | MAC | Solar | VSPP | Solar PV Buildings | Solar | Renewable-Solar | Solar | #N/A | Fixed Pattern | #N/A | #N/A | 1 | 1 | 1 | 1 | 1 | 101.3471 | 128 | 1170 | 2730 | 2730 | #N/A | #N/A | #N/A | #N/A | #N/A | 8 | 40 | 0.1 | #N/A | #N/A | #N/A | #N/A | VSPP | #N/A | #N/A | #N/A | DPV_MAC | VSPP | Generator.Nodes | DPV_MAC | MAC | Generator.Fuels | DPV_MAC | #N/A | Reserve.Generators | EGAT_reserve | #N/A | Reserve.Generators | DynamicReserve | DPV_MAC | Reserve.Generators | RegulatingReserve | #N/A | List.Generators | Solar | DPV_MAC
DPV_NAC | DPV_NAC | #N/A | NAC | NAC | Solar | VSPP | Solar PV Buildings | Solar | Renewable-Solar | Solar | #N/A | Fixed Pattern | #N/A | #N/A | 1 | 1 | 1 | 1 | 1 | 268.81 | 353 | 803 | 1477 | 1477 | #N/A | #N/A | #N/A | #N/A | #N/A | 8 | 40 | 0.1 | #N/A | #N/A | #N/A | #N/A | VSPP | #N/A | #N/A | #N/A | DPV_NAC | VSPP | Generator.Nodes | DPV_NAC | NAC | Generator.Fuels | DPV_NAC | #N/A | Reserve.Generators | EGAT_reserve | #N/A | Reserve.Generators | DynamicReserve | DPV_NAC | Reserve.Generators | RegulatingReserve | #N/A | List.Generators | Solar | DPV_NAC
DPV_NEC | DPV_NEC | #N/A | NEC | NEC | Solar | VSPP | Solar PV Buildings | Solar | Renewable-Solar | Solar | #N/A | Fixed Pattern | #N/A | #N/A | 1 | 1 | 1 | 1 | 1 | 445.1079 | 528 | 1033 | 1789 | 1789 | #N/A | #N/A | #N/A | #N/A | #N/A | 8 | 40 | 0.1 | #N/A | #N/A | #N/A | #N/A | VSPP | #N/A | #N/A | #N/A | DPV_NEC | VSPP | Generator.Nodes | DPV_NEC | NEC | Generator.Fuels | DPV_NEC | #N/A | Reserve.Generators | EGAT_reserve | #N/A | Reserve.Generators | DynamicReserve | DPV_NEC | Reserve.Generators | RegulatingReserve | #N/A | List.Generators | Solar | DPV_NEC
DPV_SAC | DPV_SAC | #N/A | SAC | SAC | Solar | VSPP | Solar PV Buildings | Solar | Renewable-Solar | Solar | #N/A | Fixed Pattern | #N/A | #N/A | 1 | 1 | 1 | 1 | 1 | 40.97 | 148 | 483 | 984 | 984 | #N/A | #N/A | #N/A | #N/A | #N/A | 8 | 40 | 0.1 | #N/A | #N/A | #N/A | #N/A | VSPP | #N/A | #N/A | #N/A | DPV_SAC | VSPP | Generator.Nodes | DPV_SAC | SAC | Generator.Fuels | DPV_SAC | #N/A | Reserve.Generators | EGAT_reserve | #N/A | Reserve.Generators | DynamicReserve | DPV_SAC | Reserve.Generators | RegulatingReserve | #N/A | List.Generators | Solar | DPV_SAC
Utility1HR_Exp_CAC | Utility1HR_Exp_CAC | #N/A | CAC | CAC | Battery | Battery | Battery1h | Battery | #N/A | #N/A | #N/A | Optimal | #N/A | #N/A | 1 | 1 | 1 | 1 | 1 | 0 | 0 | 0 | 0 | 0 | #N/A |  | #N/A | #N/A | #N/A | 8 | 40 | 0.1 | #N/A | #N/A | #N/A | #N/A | VSPP | #N/A | #N/A | #N/A | Utility1HR_Exp_CAC | Old project generators | Generator.Nodes | Utility1HR_Exp_CAC | CAC | Generator.Fuels | Utility1HR_Exp_CAC | #N/A | Reserve.Generators | EGAT_reserve | Utility1HR_Exp_CAC | Reserve.Generators | DynamicReserve | Utility1HR_Exp_CAC | Reserve.Generators | RegulatingReserve | Utility1HR_Exp_CAC | List.Generators | Battery | Utility1HR_Exp_CAC
Utility1HR_Exp_MAC | Utility1HR_Exp_MAC | #N/A | MAC | MAC | Battery | Battery | Battery1h | Battery | #N/A | #N/A | #N/A | Optimal | #N/A | #N/A | 1 | 1 | 1 | 1 | 1 | 0 | 0 | 0 | 0 | 0 | #N/A | #N/A | #N/A | #N/A | #N/A | 8 | 40 | 0.1 | #N/A | #N/A | #N/A | #N/A | VSPP | #N/A | #N/A | #N/A | Utility1HR_Exp_MAC | Old project generators | Generator.Nodes | Utility1HR_Exp_MAC | MAC | Generator.Fuels | Utility1HR_Exp_MAC | #N/A | Reserve.Generators | EGAT_reserve | Utility1HR_Exp_MAC | Reserve.Generators | DynamicReserve | Utility1HR_Exp_MAC | Reserve.Generators | RegulatingReserve | Utility1HR_Exp_MAC | List.Generators | Battery | Utility1HR_Exp_MAC
Utility1HR_Exp_NAC | Utility1HR_Exp_NAC | #N/A | NAC | NAC | Battery | Battery | Battery1h | Battery | #N/A | #N/A | #N/A | Optimal | #N/A | #N/A | 1 | 1 | 1 | 1 | 1 | 0 | 0 | 0 | 0 | 0 | #N/A | #N/A | #N/A | #N/A | #N/A | 8 | 40 | 0.1 | #N/A | #N/A | #N/A | #N/A | VSPP | #N/A | #N/A | #N/A | Utility1HR_Exp_NAC | Old project generators | Generator.Nodes | Utility1HR_Exp_NAC | NAC | Generator.Fuels | Utility1HR_Exp_NAC | #N/A | Reserve.Generators | EGAT_reserve | Utility1HR_Exp_NAC | Reserve.Generators | DynamicReserve | Utility1HR_Exp_NAC | Reserve.Generators | RegulatingReserve | Utility1HR_Exp_NAC | List.Generators | Battery | Utility1HR_Exp_NAC
Utility1HR_Exp_NEC | Utility1HR_Exp_NEC | #N/A | NEC | NEC | Battery | Battery | Battery1h | Battery | #N/A | #N/A | #N/A | Optimal | #N/A | #N/A | 1 | 1 | 1 | 1 | 1 | 0 | 0 | 0 | 0 | 0 | #N/A | #N/A | #N/A | #N/A | #N/A | 8 | 40 | 0.1 | #N/A | #N/A | #N/A | #N/A | VSPP | #N/A | #N/A | #N/A | Utility1HR_Exp_NEC | Old project generators | Generator.Nodes | Utility1HR_Exp_NEC | NEC | Generator.Fuels | Utility1HR_Exp_NEC | #N/A | Reserve.Generators | EGAT_reserve | Utility1HR_Exp_NEC | Reserve.Generators | DynamicReserve | Utility1HR_Exp_NEC | Reserve.Generators | RegulatingReserve | Utility1HR_Exp_NEC | List.Generators | Battery | Utility1HR_Exp_NEC
Utility1HR_Exp_SAC | Utility1HR_Exp_SAC | #N/A | SAC | SAC | Battery | Battery | Battery1h | Battery | #N/A | #N/A | #N/A | Optimal | #N/A | #N/A | 1 | 1 | 1 | 1 | 1 | 0 | 0 | 0 | 0 | 0 | #N/A | #N/A | #N/A | #N/A | #N/A | 8 | 40 | 0.1 | #N/A | #N/A | #N/A | #N/A | VSPP | #N/A | #N/A | #N/A | Utility1HR_Exp_SAC | Old project generators | Generator.Nodes | Utility1HR_Exp_SAC | SAC | Generator.Fuels | Utility1HR_Exp_SAC | #N/A | Reserve.Generators | EGAT_reserve | Utility1HR_Exp_SAC | Reserve.Generators | DynamicReserve | Utility1HR_Exp_SAC | Reserve.Generators | RegulatingReserve | Utility1HR_Exp_SAC | List.Generators | Battery | Utility1HR_Exp_SAC
Utility2HR_Exp_CAC | Utility2HR_Exp_CAC | #N/A | CAC | CAC | Battery | Battery | Battery2h | Battery | #N/A | #N/A | #N/A | Optimal | #N/A | #N/A | 1 | 1 | 1 | 1 | 1 | 0 | 0 | 0 | 0 | 0 | #N/A | #N/A | #N/A | #N/A | #N/A | 8 | 40 | 0.1 | #N/A | #N/A | #N/A | #N/A | VSPP | #N/A | #N/A | #N/A | Utility2HR_Exp_CAC | Old project generators | Generator.Nodes | Utility2HR_Exp_CAC | CAC | Generator.Fuels | Utility2HR_Exp_CAC | #N/A | Reserve.Generators | EGAT_reserve | Utility2HR_Exp_CAC | Reserve.Generators | DynamicReserve | Utility2HR_Exp_CAC | Reserve.Generators | RegulatingReserve | Utility2HR_Exp_CAC | List.Generators | Battery | Utility2HR_Exp_CAC
Utility2HR_Exp_MAC | Utility2HR_Exp_MAC | #N/A | MAC | MAC | Battery | Battery | Battery2h | Battery | #N/A | #N/A | #N/A | Fixed Pattern | #N/A | #N/A | 1 | 1 | 1 | 1 | 1 | 0 | 0 | 0 | 0 | 0 | #N/A | #N/A | #N/A | #N/A | #N/A | 8 | 40 | 0.1 | #N/A | #N/A | #N/A | #N/A | VSPP | #N/A | #N/A | #N/A | Utility2HR_Exp_MAC | Old project generators | Generator.Nodes | Utility2HR_Exp_MAC | MAC | Generator.Fuels | Utility2HR_Exp_MAC | #N/A | Reserve.Generators | EGAT_reserve | #N/A | Reserve.Generators | DynamicReserve | Utility2HR_Exp_MAC | Reserve.Generators | RegulatingReserve | #N/A | List.Generators | Battery | Utility2HR_Exp_MAC
Utility2HR_Exp_NAC | Utility2HR_Exp_NAC | #N/A | NAC | NAC | Battery | Battery | Battery2h | Battery | #N/A | #N/A | #N/A | Fixed Pattern | #N/A | #N/A | 1 | 1 | 1 | 1 | 1 | 0 | 0 | 0 | 0 | 0 | #N/A | #N/A | #N/A | #N/A | #N/A | 8 | 40 | 0.1 | #N/A | #N/A | #N/A | #N/A | VSPP | #N/A | #N/A | #N/A | Utility2HR_Exp_NAC | Old project generators | Generator.Nodes | Utility2HR_Exp_NAC | NAC | Generator.Fuels | Utility2HR_Exp_NAC | #N/A | Reserve.Generators | EGAT_reserve | #N/A | Reserve.Generators | DynamicReserve | Utility2HR_Exp_NAC | Reserve.Generators | RegulatingReserve | #N/A | List.Generators | Battery | Utility2HR_Exp_NAC
Utility2HR_Exp_NEC | Utility2HR_Exp_NEC | #N/A | NEC | NEC | Battery | Battery | Battery2h | Battery | #N/A | #N/A | #N/A | Fixed Pattern | #N/A | #N/A | 1 | 1 | 1 | 1 | 1 | 0 | 0 | 0 | 0 | 0 | #N/A | #N/A | #N/A | #N/A | #N/A | 8 | 40 | 0.1 | #N/A | #N/A | #N/A | #N/A | VSPP | #N/A | #N/A | #N/A | Utility2HR_Exp_NEC | Old project generators | Generator.Nodes | Utility2HR_Exp_NEC | NEC | Generator.Fuels | Utility2HR_Exp_NEC | #N/A | Reserve.Generators | EGAT_reserve | #N/A | Reserve.Generators | DynamicReserve | Utility2HR_Exp_NEC | Reserve.Generators | RegulatingReserve | #N/A | List.Generators | Battery | Utility2HR_Exp_NEC
Utility2HR_Exp_SAC | Utility2HR_Exp_SAC | #N/A | SAC | SAC | Battery | Battery | Battery2h | Battery | #N/A | #N/A | #N/A | Fixed Pattern | #N/A | #N/A | 1 | 1 | 1 | 1 | 1 | 0 | 0 | 0 | 0 | 0 | #N/A | #N/A | #N/A | #N/A | #N/A | 8 | 40 | 0.1 | #N/A | #N/A | #N/A | #N/A | VSPP | #N/A | #N/A | #N/A | Utility2HR_Exp_SAC | Old project generators | Generator.Nodes | Utility2HR_Exp_SAC | SAC | Generator.Fuels | Utility2HR_Exp_SAC | #N/A | Reserve.Generators | EGAT_reserve | #N/A | Reserve.Generators | DynamicReserve | Utility2HR_Exp_SAC | Reserve.Generators | RegulatingReserve | #N/A | List.Generators | Battery | Utility2HR_Exp_SAC
Utility4HR_Exp_CAC | Utility4HR_Exp_CAC | #N/A | CAC | CAC | Battery | Battery | Battery4h | Battery | #N/A | #N/A | #N/A | Fixed Pattern | #N/A | #N/A | 1 | 1 | 1 | 1 | 1 | 0 | 0 | 0 | 0 | 0 | #N/A | #N/A | #N/A | #N/A | #N/A | 8 | 40 | 0.1 | #N/A | #N/A | #N/A | #N/A | VSPP | #N/A | #N/A | #N/A | Utility4HR_Exp_CAC | Old project generators | Generator.Nodes | Utility4HR_Exp_CAC | CAC | Generator.Fuels | Utility4HR_Exp_CAC | #N/A | Reserve.Generators | EGAT_reserve | #N/A | Reserve.Generators | DynamicReserve | Utility4HR_Exp_CAC | Reserve.Generators | RegulatingReserve | #N/A | List.Generators | Battery | Utility4HR_Exp_CAC
Utility4HR_Exp_MAC | Utility4HR_Exp_MAC | #N/A | MAC | MAC | Battery | Battery | Battery4h | Battery | #N/A | #N/A | #N/A | Fixed Pattern | #N/A | #N/A | 1 | 1 | 1 | 1 | 1 | 0 | 0 | 0 | 0 | 0 | #N/A | #N/A | #N/A | #N/A | #N/A | 8 | 40 | 0.1 | #N/A | #N/A | #N/A | #N/A | VSPP | #N/A | #N/A | #N/A | Utility4HR_Exp_MAC | Old project generators | Generator.Nodes | Utility4HR_Exp_MAC | MAC | Generator.Fuels | Utility4HR_Exp_MAC | #N/A | Reserve.Generators | EGAT_reserve | #N/A | Reserve.Generators | DynamicReserve | Utility4HR_Exp_MAC | Reserve.Generators | RegulatingReserve | #N/A | List.Generators | Battery | Utility4HR_Exp_MAC
Utility4HR_Exp_NAC | Utility4HR_Exp_NAC | #N/A | NAC | NAC | Battery | Battery | Battery4h | Battery | #N/A | #N/A | #N/A | Fixed Pattern | #N/A | #N/A | 1 | 1 | 1 | 1 | 1 | 0 | 0 | 0 | 0 | 0 | #N/A | #N/A | #N/A | #N/A | #N/A | 8 | 40 | 0.1 | #N/A | #N/A | #N/A | #N/A | VSPP | #N/A | #N/A | #N/A | Utility4HR_Exp_NAC | Old project generators | Generator.Nodes | Utility4HR_Exp_NAC | NAC | Generator.Fuels | Utility4HR_Exp_NAC | #N/A | Reserve.Generators | EGAT_reserve | #N/A | Reserve.Generators | DynamicReserve | Utility4HR_Exp_NAC | Reserve.Generators | RegulatingReserve | #N/A | List.Generators | Battery | Utility4HR_Exp_NAC
Utility4HR_Exp_NEC | Utility4HR_Exp_NEC | #N/A | NEC | NEC | Battery | Battery | Battery4h | Battery | #N/A | #N/A | #N/A | Fixed Pattern | #N/A | #N/A | 1 | 1 | 1 | 1 | 1 | 0 | 0 | 0 | 0 | 0 | #N/A | #N/A | #N/A | #N/A | #N/A | 8 | 40 | 0.1 | #N/A | #N/A | #N/A | #N/A | VSPP | #N/A | #N/A | #N/A | Utility4HR_Exp_NEC | Old project generators | Generator.Nodes | Utility4HR_Exp_NEC | NEC | Generator.Fuels | Utility4HR_Exp_NEC | #N/A | Reserve.Generators | EGAT_reserve | #N/A | Reserve.Generators | DynamicReserve | Utility4HR_Exp_NEC | Reserve.Generators | RegulatingReserve | #N/A | List.Generators | Battery | Utility4HR_Exp_NEC
Utility4HR_Exp_SAC | Utility4HR_Exp_SAC | #N/A | SAC | SAC | Battery | Battery | Battery4h | Battery | #N/A | #N/A | #N/A | Fixed Pattern | #N/A | #N/A | 1 | 1 | 1 | 1 | 1 | 0 | 0 | 0 | 0 | 0 | #N/A | #N/A | #N/A | #N/A | #N/A | 8 | 40 | 0.1 | #N/A | #N/A | #N/A | #N/A | VSPP | #N/A | #N/A | #N/A | Utility4HR_Exp_SAC | Old project generators | Generator.Nodes | Utility4HR_Exp_SAC | SAC | Generator.Fuels | Utility4HR_Exp_SAC | #N/A | Reserve.Generators | EGAT_reserve | #N/A | Reserve.Generators | DynamicReserve | Utility4HR_Exp_SAC | Reserve.Generators | RegulatingReserve | #N/A | List.Generators | Battery | Utility4HR_Exp_SAC
Utility8HR_Exp_CAC | Utility8HR_Exp_CAC | #N/A | CAC | CAC | Battery | Battery | Battery8h | Battery | #N/A | #N/A | #N/A | Fixed Pattern | #N/A | #N/A | 1 | 1 | 1 | 1 | 1 | 0 | 0 | 0 | 0 | 0 | #N/A | #N/A | #N/A | #N/A | #N/A | 8 | 40 | 0.1 | #N/A | #N/A | #N/A | #N/A | VSPP | #N/A | #N/A | #N/A | Utility8HR_Exp_CAC | Old project generators | Generator.Nodes | Utility8HR_Exp_CAC | CAC | Generator.Fuels | Utility8HR_Exp_CAC | #N/A | Reserve.Generators | EGAT_reserve | #N/A | Reserve.Generators | DynamicReserve | Utility8HR_Exp_CAC | Reserve.Generators | RegulatingReserve | #N/A | List.Generators | Battery | Utility8HR_Exp_CAC
Utility8HR_Exp_MAC | Utility8HR_Exp_MAC | #N/A | MAC | MAC | Battery | Battery | Battery8h | Battery | #N/A | #N/A | #N/A | Fixed Pattern | #N/A | #N/A | 1 | 1 | 1 | 1 | 1 | 0 | 0 | 0 | 0 | 0 | #N/A | #N/A | #N/A | #N/A | #N/A | 8 | 40 | 0.1 | #N/A | #N/A | #N/A | #N/A | VSPP | #N/A | #N/A | #N/A | Utility8HR_Exp_MAC | Old project generators | Generator.Nodes | Utility8HR_Exp_MAC | MAC | Generator.Fuels | Utility8HR_Exp_MAC | #N/A | Reserve.Generators | EGAT_reserve | #N/A | Reserve.Generators | DynamicReserve | Utility8HR_Exp_MAC | Reserve.Generators | RegulatingReserve | #N/A | List.Generators | Battery | Utility8HR_Exp_MAC
Utility8HR_Exp_NAC | Utility8HR_Exp_NAC | #N/A | NAC | NAC | Battery | Battery | Battery8h | Battery | #N/A | #N/A | #N/A | Fixed Pattern | #N/A | #N/A | 1 | 1 | 1 | 1 | 1 | 0 | 0 | 0 | 0 | 0 | #N/A | #N/A | #N/A | #N/A | #N/A | 8 | 40 | 0.1 | #N/A | #N/A | #N/A | #N/A | VSPP | #N/A | #N/A | #N/A | Utility8HR_Exp_NAC | Old project generators | Generator.Nodes | Utility8HR_Exp_NAC | NAC | Generator.Fuels | Utility8HR_Exp_NAC | #N/A | Reserve.Generators | EGAT_reserve | #N/A | Reserve.Generators | DynamicReserve | Utility8HR_Exp_NAC | Reserve.Generators | RegulatingReserve | #N/A | List.Generators | Battery | Utility8HR_Exp_NAC
Utility8HR_Exp_NEC | Utility8HR_Exp_NEC | #N/A | NEC | NEC | Battery | Battery | Battery8h | Battery | #N/A | #N/A | #N/A | Fixed Pattern | #N/A | #N/A | 1 | 1 | 1 | 1 | 1 | 0 | 0 | 0 | 0 | 0 | #N/A | #N/A | #N/A | #N/A | #N/A | 8 | 40 | 0.1 | #N/A | #N/A | #N/A | #N/A | VSPP | #N/A | #N/A | #N/A | Utility8HR_Exp_NEC | Old project generators | Generator.Nodes | Utility8HR_Exp_NEC | NEC | Generator.Fuels | Utility8HR_Exp_NEC | #N/A | Reserve.Generators | EGAT_reserve | #N/A | Reserve.Generators | DynamicReserve | Utility8HR_Exp_NEC | Reserve.Generators | RegulatingReserve | #N/A | List.Generators | Battery | Utility8HR_Exp_NEC
Utility8HR_Exp_SAC | Utility8HR_Exp_SAC | #N/A | SAC | SAC | Battery | Battery | Battery8h | Battery | #N/A | #N/A | #N/A | Fixed Pattern | #N/A | #N/A | 1 | 1 | 1 | 1 | 1 | 0 | 0 | 0 | 0 | 0 | #N/A | #N/A | #N/A | #N/A | #N/A | 8 | 40 | 0.1 | #N/A | #N/A | #N/A | #N/A | VSPP | #N/A | #N/A | #N/A | Utility8HR_Exp_SAC | Old project generators | Generator.Nodes | Utility8HR_Exp_SAC | SAC | Generator.Fuels | Utility8HR_Exp_SAC | #N/A | Reserve.Generators | EGAT_reserve | #N/A | Reserve.Generators | DynamicReserve | Utility8HR_Exp_SAC | Reserve.Generators | RegulatingReserve | #N/A | List.Generators | Battery | Utility8HR_Exp_SAC
NewSolar_CAC-E | NewSolar_CAC-E | #N/A | CAC-E | CAC | ExpCandidates | ExpCandidates | Solar PV Utility | Solar | #N/A | Solar | #N/A | Fixed Pattern | #N/A | #N/A | 1 | 1 | 1 | 1 | 1 | 0 | 0 | 0 | 0 | 0 | #N/A | #N/A | #N/A | #N/A | #N/A | 8 | 40 | 0.1 | #N/A | #N/A | #N/A | #N/A | VSPP | #N/A | #N/A | #N/A | NewSolar_CAC-E | Old project generators | Generator.Nodes | NewSolar_CAC-E | CAC | Generator.Fuels | NewSolar_CAC-E | #N/A | Reserve.Generators | EGAT_reserve | #N/A | Reserve.Generators | DynamicReserve | NewSolar_CAC-E | Reserve.Generators | RegulatingReserve | #N/A | List.Generators | Solar | NewSolar_CAC-E
NewSolar_CAC-N | NewSolar_CAC-N | #N/A | CAC-N | CAC | ExpCandidates | ExpCandidates | Solar PV Utility | Solar | #N/A | Solar | #N/A | Fixed Pattern | #N/A | #N/A | 1 | 1 | 1 | 1 | 1 | 0 | 0 | 0 | 0 | 0 | #N/A | #N/A | #N/A | #N/A | #N/A | 8 | 40 | 0.1 | #N/A | #N/A | #N/A | #N/A | VSPP | #N/A | #N/A | #N/A | NewSolar_CAC-N | Old project generators | Generator.Nodes | NewSolar_CAC-N | CAC | Generator.Fuels | NewSolar_CAC-N | #N/A | Reserve.Generators | EGAT_reserve | #N/A | Reserve.Generators | DynamicReserve | NewSolar_CAC-N | Reserve.Generators | RegulatingReserve | #N/A | List.Generators | Solar | NewSolar_CAC-N
NewSolar_CAC-W | NewSolar_CAC-W | #N/A | CAC-W | CAC | ExpCandidates | ExpCandidates | Solar PV Utility | Solar | #N/A | Solar | #N/A | Fixed Pattern | #N/A | #N/A | 1 | 1 | 1 | 1 | 1 | 0 | 0 | 0 | 0 | 0 | #N/A | #N/A | #N/A | #N/A | #N/A | 8 | 40 | 0.1 | #N/A | #N/A | #N/A | #N/A | VSPP | #N/A | #N/A | #N/A | NewSolar_CAC-W | Old project generators | Generator.Nodes | NewSolar_CAC-W | CAC | Generator.Fuels | NewSolar_CAC-W | #N/A | Reserve.Generators | EGAT_reserve | #N/A | Reserve.Generators | DynamicReserve | NewSolar_CAC-W | Reserve.Generators | RegulatingReserve | #N/A | List.Generators | Solar | NewSolar_CAC-W
NewSolar_MAC | NewSolar_MAC | #N/A | MAC | MAC | ExpCandidates | ExpCandidates | Solar PV Utility | Solar | #N/A | Solar | #N/A | Fixed Pattern | #N/A | #N/A | 1 | 1 | 1 | 1 | 1 | 0 | 0 | 0 | 0 | 0 | #N/A | #N/A | #N/A | #N/A | #N/A | 8 | 40 | 0.1 | #N/A | #N/A | #N/A | #N/A | VSPP | #N/A | #N/A | #N/A | NewSolar_MAC | Old project generators | Generator.Nodes | NewSolar_MAC | MAC | Generator.Fuels | NewSolar_MAC | #N/A | Reserve.Generators | EGAT_reserve | #N/A | Reserve.Generators | DynamicReserve | NewSolar_MAC | Reserve.Generators | RegulatingReserve | #N/A | List.Generators | Solar | NewSolar_MAC
NewSolar_NAC | NewSolar_NAC | #N/A | NAC | NAC | ExpCandidates | ExpCandidates | Solar PV Utility | Solar | #N/A | Solar | #N/A | Fixed Pattern | #N/A | #N/A | 1 | 1 | 1 | 1 | 1 | 0 | 0 | 0 | 0 | 0 | #N/A | #N/A | #N/A | #N/A | #N/A | 8 | 40 | 0.1 | #N/A | #N/A | #N/A | #N/A | VSPP | #N/A | #N/A | #N/A | NewSolar_NAC | Old project generators | Generator.Nodes | NewSolar_NAC | NAC | Generator.Fuels | NewSolar_NAC | #N/A | Reserve.Generators | EGAT_reserve | #N/A | Reserve.Generators | DynamicReserve | NewSolar_NAC | Reserve.Generators | RegulatingReserve | #N/A | List.Generators | Solar | NewSolar_NAC
NewSolar_NEC | NewSolar_NEC | #N/A | NEC | NEC | ExpCandidates | ExpCandidates | Solar PV Utility | Solar | #N/A | Solar | #N/A | Fixed Pattern | #N/A | #N/A | 1 | 1 | 1 | 1 | 1 | 0 | 0 | 0 | 0 | 0 | #N/A | #N/A | #N/A | #N/A | #N/A | 8 | 40 | 0.1 | #N/A | #N/A | #N/A | #N/A | VSPP | #N/A | #N/A | #N/A | NewSolar_NEC | Old project generators | Generator.Nodes | NewSolar_NEC | NEC | Generator.Fuels | NewSolar_NEC | #N/A | Reserve.Generators | EGAT_reserve | #N/A | Reserve.Generators | DynamicReserve | NewSolar_NEC | Reserve.Generators | RegulatingReserve | #N/A | List.Generators | Solar | NewSolar_NEC
NewSolar_SAC | NewSolar_SAC | #N/A | SAC | SAC | ExpCandidates | ExpCandidates | Solar PV Utility | Solar | #N/A | Solar | #N/A | Fixed Pattern | #N/A | #N/A | 1 | 1 | 1 | 1 | 1 | 0 | 0 | 0 | 0 | 0 | #N/A | #N/A | #N/A | #N/A | #N/A | 8 | 40 | 0.1 | #N/A | #N/A | #N/A | #N/A | VSPP | #N/A | #N/A | #N/A | NewSolar_SAC | Old project generators | Generator.Nodes | NewSolar_SAC | SAC | Generator.Fuels | NewSolar_SAC | #N/A | Reserve.Generators | EGAT_reserve | #N/A | Reserve.Generators | DynamicReserve | NewSolar_SAC | Reserve.Generators | RegulatingReserve | #N/A | List.Generators | Solar | NewSolar_SAC
NewWind_CAC-E | NewWind_CAC-E | #N/A | CAC-E | CAC | ExpCandidates | ExpCandidates | Wind Onshore | Wind | #N/A | Wind | #N/A | Fixed Pattern | #N/A | #N/A | 1 | 1 | 1 | 1 | 1 | 0 | 0 | 0 | 0 | 0 | #N/A | #N/A | #N/A | #N/A | #N/A | 8 | 40 | 0.1 | #N/A | #N/A | #N/A | #N/A | VSPP | #N/A | #N/A | #N/A | NewWind_CAC-E | Old project generators | Generator.Nodes | NewWind_CAC-E | CAC | Generator.Fuels | NewWind_CAC-E | #N/A | Reserve.Generators | EGAT_reserve | #N/A | Reserve.Generators | DynamicReserve | NewWind_CAC-E | Reserve.Generators | RegulatingReserve | #N/A | List.Generators | Wind | NewWind_CAC-E
NewWind_CAC-N | NewWind_CAC-N | #N/A | CAC-N | CAC | ExpCandidates | ExpCandidates | Wind Onshore | Wind | #N/A | Wind | #N/A | Fixed Pattern | #N/A | #N/A | 1 | 1 | 1 | 1 | 1 | 0 | 0 | 0 | 0 | 0 | #N/A | #N/A | #N/A | #N/A | #N/A | 8 | 40 | 0.1 | #N/A | #N/A | #N/A | #N/A | VSPP | #N/A | #N/A | #N/A | NewWind_CAC-N | Old project generators | Generator.Nodes | NewWind_CAC-N | CAC | Generator.Fuels | NewWind_CAC-N | #N/A | Reserve.Generators | EGAT_reserve | #N/A | Reserve.Generators | DynamicReserve | NewWind_CAC-N | Reserve.Generators | RegulatingReserve | #N/A | List.Generators | Wind | NewWind_CAC-N
NewWind_CAC-W | NewWind_CAC-W | #N/A | CAC-W | CAC | ExpCandidates | ExpCandidates | Wind Onshore | Wind | #N/A | Wind | #N/A | Fixed Pattern | #N/A | #N/A | 1 | 1 | 1 | 1 | 1 | 0 | 0 | 0 | 0 | 0 | #N/A | #N/A | #N/A | #N/A | #N/A | 8 | 40 | 0.1 | #N/A | #N/A | #N/A | #N/A | VSPP | #N/A | #N/A | #N/A | NewWind_CAC-W | Old project generators | Generator.Nodes | NewWind_CAC-W | CAC | Generator.Fuels | NewWind_CAC-W | #N/A | Reserve.Generators | EGAT_reserve | #N/A | Reserve.Generators | DynamicReserve | NewWind_CAC-W | Reserve.Generators | RegulatingReserve | #N/A | List.Generators | Wind | NewWind_CAC-W
NewWind_NAC | NewWind_NAC | #N/A | NAC | NAC | ExpCandidates | ExpCandidates | Wind Onshore | Wind | #N/A | Wind | #N/A | Fixed Pattern | #N/A | #N/A | 1 | 1 | 1 | 1 | 1 | 0 | 0 | 0 | 0 | 0 | #N/A | #N/A | #N/A | #N/A | #N/A | 8 | 40 | 0.1 | #N/A | #N/A | #N/A | #N/A | VSPP | #N/A | #N/A | #N/A | NewWind_NAC | Old project generators | Generator.Nodes | NewWind_NAC | NAC | Generator.Fuels | NewWind_NAC | #N/A | Reserve.Generators | EGAT_reserve | #N/A | Reserve.Generators | DynamicReserve | NewWind_NAC | Reserve.Generators | RegulatingReserve | #N/A | List.Generators | Wind | NewWind_NAC
NewWind_NEC | NewWind_NEC | #N/A | NEC | NEC | ExpCandidates | ExpCandidates | Wind Onshore | Wind | #N/A | Wind | #N/A | Fixed Pattern | #N/A | #N/A | 1 | 1 | 1 | 1 | 1 | 0 | 0 | 0 | 0 | 0 | #N/A | #N/A | #N/A | #N/A | #N/A | 8 | 40 | 0.1 | #N/A | #N/A | #N/A | #N/A | VSPP | #N/A | #N/A | #N/A | NewWind_NEC | Old project generators | Generator.Nodes | NewWind_NEC | NEC | Generator.Fuels | NewWind_NEC | #N/A | Reserve.Generators | EGAT_reserve | #N/A | Reserve.Generators | DynamicReserve | NewWind_NEC | Reserve.Generators | RegulatingReserve | #N/A | List.Generators | Wind | NewWind_NEC
NewWind_SAC | NewWind_SAC | #N/A | SAC | SAC | ExpCandidates | ExpCandidates | Wind Onshore | Wind | #N/A | Wind | #N/A | Fixed Pattern | #N/A | #N/A | 1 | 1 | 1 | 1 | 1 | 0 | 0 | 0 | 0 | 0 | #N/A | #N/A | #N/A | #N/A | #N/A | 8 | 40 | 0.1 | #N/A | #N/A | #N/A | #N/A | VSPP | #N/A | #N/A | #N/A | NewWind_SAC | Old project generators | Generator.Nodes | NewWind_SAC | SAC | Generator.Fuels | NewWind_SAC | #N/A | Reserve.Generators | EGAT_reserve | #N/A | Reserve.Generators | DynamicReserve | NewWind_SAC | Reserve.Generators | RegulatingReserve | #N/A | List.Generators | Wind | NewWind_SAC
Non-provided geenrators (i.,e. past proj) | [25 empty] | 0
GT-D1and5n | GT-D1and5n | #N/A | CAC | CAC | New_solar | VSPP | Solar PV Utility | Solar | #N/A | Solar | #N/A | Fixed Pattern | #N/A | #N/A | 1 | 1 | 1 | 1 | 1 | 0 | 0 | 0 | 0 | 0 | #N/A | #N/A | #N/A | #N/A | #N/A | 8 | 40 | 0.1 | #N/A | #N/A | #N/A | #N/A | VSPP | #N/A | #N/A |  | GT-D1and5n | Old project generators | Generator.Nodes | GT-D1and5n | CAC | Generator.Fuels | GT-D1and5n | #N/A | Reserve.Generators | EGAT_reserve | #N/A | Reserve.Generators | DynamicReserve | GT-D1and5n | Reserve.Generators | RegulatingReserve | #N/A | List.Generators | Solar | GT-D1and5n
GT-D2-4n | GT-D2-4n | #N/A | CAC | CAC | New_solar | VSPP | Solar PV Utility | Solar | #N/A | Solar | #N/A | Fixed Pattern | #N/A | #N/A | 1 | 1 | 1 | 1 | 1 | 0 | 0 | 0 | 0 | 0 | #N/A | #N/A | #N/A | #N/A | #N/A | 8 | 40 | 0.1 | #N/A | #N/A | #N/A | #N/A | VSPP | #N/A | #N/A |  | GT-D2-4n | Old project generators | Generator.Nodes | GT-D2-4n | CAC | Generator.Fuels | GT-D2-4n | #N/A | Reserve.Generators | EGAT_reserve | #N/A | Reserve.Generators | DynamicReserve | GT-D2-4n | Reserve.Generators | RegulatingReserve | #N/A | List.Generators | Solar | GT-D2-4n
NH1n PSH | NH1n_PSH | #N/A | CAC | CAC | New_solar | VSPP | Solar PV Utility | Solar | #N/A | Solar | #N/A | Fixed Pattern | #N/A | #N/A | 1 | 1 | 1 | 1 | 1 | 0 | 0 | 0 | 0 | 0 | #N/A | #N/A | #N/A | #N/A | #N/A | 8 | 40 | 0.1 | #N/A | #N/A | #N/A | #N/A | VSPP | #N/A | #N/A |  | NH1n PSH | Old project generators | Generator.Nodes | NH1n PSH | CAC | Generator.Fuels | NH1n PSH | #N/A | Reserve.Generators | EGAT_reserve | #N/A | Reserve.Generators | DynamicReserve | NH1n PSH | Reserve.Generators | RegulatingReserve | #N/A | List.Generators | Solar | NH1n PSH
NH2n PSH | NH2n_PSH | #N/A | CAC | CAC | New_solar | VSPP | Solar PV Utility | Solar | #N/A | Solar | #N/A | Fixed Pattern | #N/A | #N/A | 1 | 1 | 1 | 1 | 1 | 0 | 0 | 0 | 0 | 0 | #N/A | #N/A | #N/A | #N/A | #N/A | 8 | 40 | 0.1 | #N/A | #N/A | #N/A | #N/A | VSPP | #N/A | #N/A |  | NH2n PSH | Old project generators | Generator.Nodes | NH2n PSH | CAC | Generator.Fuels | NH2n PSH | #N/A | Reserve.Generators | EGAT_reserve | #N/A | Reserve.Generators | DynamicReserve | NH2n PSH | Reserve.Generators | RegulatingReserve | #N/A | List.Generators | Solar | NH2n PSH
NH3n PSH | NH3n_PSH | #N/A | CAC | CAC | New_solar | VSPP | Solar PV Utility | Solar | #N/A | Solar | #N/A | Fixed Pattern | #N/A | #N/A | 1 | 1 | 1 | 1 | 1 | 0 | 0 | 0 | 0 | 0 | #N/A | #N/A | #N/A | #N/A | #N/A | 8 | 40 | 0.1 | #N/A | #N/A | #N/A | #N/A | VSPP | #N/A | #N/A |  | NH3n PSH | Old project generators | Generator.Nodes | NH3n PSH | CAC | Generator.Fuels | NH3n PSH | #N/A | Reserve.Generators | EGAT_reserve | #N/A | Reserve.Generators | DynamicReserve | NH3n PSH | Reserve.Generators | RegulatingReserve | #N/A | List.Generators | Solar | NH3n PSH
NH4n PSH | NH4n_PSH | #N/A | CAC | CAC | New_solar | VSPP | Solar PV Utility | Solar | #N/A | Solar | #N/A | Fixed Pattern | #N/A | #N/A | 1 | 1 | 1 | 1 | 1 | 0 | 0 | 0 | 0 | 0 | #N/A | #N/A | #N/A | #N/A | #N/A | 8 | 40 | 0.1 | #N/A | #N/A | #N/A | #N/A | VSPP | #N/A | #N/A |  | NH4n PSH | Old project generators | Generator.Nodes | NH4n PSH | CAC | Generator.Fuels | NH4n PSH | #N/A | Reserve.Generators | EGAT_reserve | #N/A | Reserve.Generators | DynamicReserve | NH4n PSH | Reserve.Generators | RegulatingReserve | #N/A | List.Generators | Solar | NH4n PSH
NH5n PSH | NH5n_PSH | #N/A | CAC | CAC | New_solar | VSPP | Solar PV Utility | Solar | #N/A | Solar | #N/A | Fixed Pattern | #N/A | #N/A | 1 | 1 | 1 | 1 | 1 | 0 | 0 | 0 | 0 | 0 | #N/A | #N/A | #N/A | #N/A | #N/A | 8 | 40 | 0.1 | #N/A | #N/A | #N/A | #N/A | VSPP | #N/A | #N/A |  | NH5n PSH | Old project generators | Generator.Nodes | NH5n PSH | CAC | Generator.Fuels | NH5n PSH | #N/A | Reserve.Generators | EGAT_reserve | #N/A | Reserve.Generators | DynamicReserve | NH5n PSH | Reserve.Generators | RegulatingReserve | #N/A | List.Generators | Solar | NH5n PSH
NH6n PSH | NH6n_PSH | #N/A | CAC | CAC | New_solar | VSPP | Solar PV Utility | Solar | #N/A | Solar | #N/A | Fixed Pattern | #N/A | #N/A | 1 | 1 | 1 | 1 | 1 | 0 | 0 | 0 | 0 | 0 | #N/A | #N/A | #N/A | #N/A | #N/A | 8 | 40 | 0.1 | #N/A | #N/A | #N/A | #N/A | VSPP | #N/A | #N/A |  | NH6n PSH | Old project generators | Generator.Nodes | NH6n PSH | CAC | Generator.Fuels | NH6n PSH | #N/A | Reserve.Generators | EGAT_reserve | #N/A | Reserve.Generators | DynamicReserve | NH6n PSH | Reserve.Generators | RegulatingReserve | #N/A | List.Generators | Solar | NH6n PSH
CHB-H1-2n | CHB-H1-2n | #N/A | CAC | CAC | New_solar | VSPP | Solar PV Utility | Solar | #N/A | Solar | #N/A | Fixed Pattern | #N/A | #N/A | 1 | 1 | 1 | 1 | 1 | 0 | 0 | 0 | 0 | 0 | #N/A | #N/A | #N/A | #N/A | #N/A | 8 | 40 | 0.1 | #N/A | #N/A | #N/A | #N/A | VSPP | #N/A | #N/A |  | CHB-H1-2n | Old project generators | Generator.Nodes | CHB-H1-2n | CAC | Generator.Fuels | CHB-H1-2n | #N/A | Reserve.Generators | EGAT_reserve | #N/A | Reserve.Generators | DynamicReserve | CHB-H1-2n | Reserve.Generators | RegulatingReserve | #N/A | List.Generators | Solar | CHB-H1-2n
CHB-P1-2n | CHB-P1-2n | #N/A | MAC | MAC | New_solar | VSPP | Solar PV Utility | Solar | #N/A | Solar | #N/A | Fixed Pattern | #N/A | #N/A | 1 | 1 | 1 | 1 | 1 | 0 | 0 | 0 | 0 | 0 | #N/A | #N/A | #N/A | #N/A | #N/A | 8 | 40 | 0.1 | #N/A | #N/A | #N/A | #N/A | VSPP | #N/A | #N/A |  | CHB-P1-2n | Old project generators | Generator.Nodes | CHB-P1-2n | MAC | Generator.Fuels | CHB-P1-2n | #N/A | Reserve.Generators | EGAT_reserve | #N/A | Reserve.Generators | DynamicReserve | CHB-P1-2n | Reserve.Generators | RegulatingReserve | #N/A | List.Generators | Solar | CHB-P1-2n
NewPumpNEC | NewPumpNEC | #N/A | NAC | NAC | New_solar | VSPP | Solar PV Utility | Solar | #N/A | Solar | #N/A | Fixed Pattern | #N/A | #N/A | 1 | 1 | 1 | 1 | 1 | 0 | 0 | 0 | 0 | 0 | #N/A | #N/A | #N/A | #N/A | #N/A | 8 | 40 | 0.1 | #N/A | #N/A | #N/A | #N/A | VSPP | #N/A | #N/A |  | NewPumpNEC | Old project generators | Generator.Nodes | NewPumpNEC | NAC | Generator.Fuels | NewPumpNEC | #N/A | Reserve.Generators | EGAT_reserve | #N/A | Reserve.Generators | DynamicReserve | NewPumpNEC | Reserve.Generators | RegulatingReserve | #N/A | List.Generators | Solar | NewPumpNEC
SNR-H1-3n | SNR-H1-3n | #N/A | NEC | NEC | New_solar | VSPP | Solar PV Utility | Solar | #N/A | Solar | #N/A | Fixed Pattern | #N/A | #N/A | 1 | 1 | 1 | 1 | 1 | 0 | 0 | 0 | 0 | 0 | #N/A | #N/A | #N/A | #N/A | #N/A | 8 | 40 | 0.1 | #N/A | #N/A | #N/A | #N/A | VSPP | #N/A | #N/A |  | SNR-H1-3n | Old project generators | Generator.Nodes | SNR-H1-3n | NEC | Generator.Fuels | SNR-H1-3n | #N/A | Reserve.Generators | EGAT_reserve | #N/A | Reserve.Generators | DynamicReserve | SNR-H1-3n | Reserve.Generators | RegulatingReserve | #N/A | List.Generators | Solar | SNR-H1-3n
SNR-P1-3n | SNR-P1-3n | #N/A | SAC | SAC | New_solar | VSPP | Solar PV Utility | Solar | #N/A | Solar | #N/A | Fixed Pattern | #N/A | #N/A | 1 | 1 | 1 | 1 | 1 | 0 | 0 | 0 | 0 | 0 | #N/A | #N/A | #N/A | #N/A | #N/A | 8 | 40 | 0.1 | #N/A | #N/A | #N/A | #N/A | VSPP | #N/A | #N/A |  | SNR-P1-3n | Old project generators | Generator.Nodes | SNR-P1-3n | SAC | Generator.Fuels | SNR-P1-3n | #N/A | Reserve.Generators | EGAT_reserve | #N/A | Reserve.Generators | DynamicReserve | SNR-P1-3n | Reserve.Generators | RegulatingReserve | #N/A | List.Generators | Solar | SNR-P1-3n
FloatingSolar_CAC-N | FloatingSolar_CAC-N | #N/A | NEC | NEC | Import Hydro (Pump) | Import Hydro (Pump) | Hydro PSH | Hydro | #N/A | Hydro | #N/A | Optimal | #N/A | #N/A | 1 | 1 | 1 | 1 | 1 | 0 | 0 | 0 | 0 | 0 | #N/A | #N/A | #N/A | #N/A | #N/A | 8 | 40 | 0.1 | #N/A | #N/A | #N/A | #N/A | VSPP | #N/A | #N/A |  | FloatingSolar_CAC-N | Old project generators | Generator.Nodes | FloatingSolar_CAC-N | NEC | Generator.Fuels | FloatingSolar_CAC-N | #N/A | Reserve.Generators | EGAT_reserve | FloatingSolar_CAC-N | Reserve.Generators | DynamicReserve | FloatingSolar_CAC-N | Reserve.Generators | RegulatingReserve | FloatingSolar_CAC-N | List.Generators | Hydro | FloatingSolar_CAC-N
FloatingSolar_MAC | FloatingSolar_MAC | #N/A | NEC | NEC | Import Hydro (Pump) | Import Hydro (Pump) | Hydro PSH | Hydro | #N/A | Hydro | #N/A | Optimal | #N/A | #N/A | 1 | 1 | 1 | 1 | 1 | 0 | 0 | 0 | 0 | 0 | #N/A | #N/A | #N/A | #N/A | #N/A | 8 | 40 | 0.1 | #N/A | #N/A | #N/A | #N/A | VSPP | #N/A | #N/A |  | FloatingSolar_MAC | Old project generators | Generator.Nodes | FloatingSolar_MAC | NEC | Generator.Fuels | FloatingSolar_MAC | #N/A | Reserve.Generators | EGAT_reserve | FloatingSolar_MAC | Reserve.Generators | DynamicReserve | FloatingSolar_MAC | Reserve.Generators | RegulatingReserve | FloatingSolar_MAC | List.Generators | Hydro | FloatingSolar_MAC
FloatingSolar_NAC | FloatingSolar_NAC | #N/A | NEC | NEC | Import Hydro (Pump) | Import Hydro (Pump) | Hydro PSH | Hydro | #N/A | Hydro | #N/A | Optimal | #N/A | #N/A | 1 | 1 | 1 | 1 | 1 | 0 | 0 | 0 | 0 | 0 | #N/A | #N/A | #N/A | #N/A | #N/A | 8 | 40 | 0.1 | #N/A | #N/A | #N/A | #N/A | VSPP | #N/A | #N/A |  | FloatingSolar_NAC | Old project generators | Generator.Nodes | FloatingSolar_NAC | NEC | Generator.Fuels | FloatingSolar_NAC | #N/A | Reserve.Generators | EGAT_reserve | FloatingSolar_NAC | Reserve.Generators | DynamicReserve | FloatingSolar_NAC | Reserve.Generators | RegulatingReserve | FloatingSolar_NAC | List.Generators | Hydro | FloatingSolar_NAC
FloatingSolar_NEC | FloatingSolar_NEC | #N/A | NEC | NEC | Import Hydro (Pump) | Import Hydro (Pump) | Hydro PSH | Hydro | #N/A | Hydro | #N/A | Optimal | #N/A | #N/A | 1 | 1 | 1 | 1 | 1 | 0 | 0 | 0 | 0 | 0 | #N/A | #N/A | #N/A | #N/A | #N/A | 8 | 40 | 0.1 | #N/A | #N/A | #N/A | #N/A | VSPP | #N/A | #N/A |  | FloatingSolar_NEC | Old project generators | Generator.Nodes | FloatingSolar_NEC | NEC | Generator.Fuels | FloatingSolar_NEC | #N/A | Reserve.Generators | EGAT_reserve | FloatingSolar_NEC | Reserve.Generators | DynamicReserve | FloatingSolar_NEC | Reserve.Generators | RegulatingReserve | FloatingSolar_NEC | List.Generators | Hydro | FloatingSolar_NEC
FloatingSolar_SAC | FloatingSolar_SAC | #N/A | NEC | NEC | Import Hydro (Pump) | Import Hydro (Pump) | Hydro PSH | Hydro | #N/A | Hydro | #N/A | Optimal | #N/A | #N/A | 1 | 1 | 1 | 1 | 1 | 0 | 0 | 0 | 0 | 0 | #N/A | #N/A | #N/A | #N/A | #N/A | 8 | 40 | 0.1 | #N/A | #N/A | #N/A | #N/A | VSPP | #N/A | #N/A |  | FloatingSolar_SAC | Old project generators | Generator.Nodes | FloatingSolar_SAC | NEC | Generator.Fuels | FloatingSolar_SAC | #N/A | Reserve.Generators | EGAT_reserve | FloatingSolar_SAC | Reserve.Generators | DynamicReserve | FloatingSolar_SAC | Reserve.Generators | RegulatingReserve | FloatingSolar_SAC | List.Generators | Hydro | FloatingSolar_SAC
Note on C2: HART Craig, IEA/EMS/RISE:

## Validation2021
Tech | GWh
Combined Cycle | 70043.5055
Thermal | 45410.6605
Cogen | 42937.0784
Gas Engine | 0
Diesel Engine | 33.5584
Domestic Hydro | 4257.6801
Renewable-Biomass | 10223.7765
Renewable-Biogas | 828.7184
Renewable-Waste | 2356.6975
Renewble-Solar | 4780.4798
Renewable-Wind | 3409.7693
Renewable-Others | 1.3593
Import Hydro | 19826.826
HVDC | 126.7797
Pump | 389.4861
EDL (Grid to Grid) | 2045.7153

## VRE
Region | 2021 | Wind | Solar | 2025 | Wind | Solar | 2030 | Wind | Solar | 2037 | Wind | Solar
CAC |  | 180 | 6176.0442 |  | 180 | 6549.0195 |  | 180 | 7617.0195 |  | 180 | 9216.0195
MAC |  | 0 | 131.3471 |  | 0 | 158 |  | 0 | 1200 |  | 0 | 2760
NAC |  | 60 | 3693.324 |  | 60 | 3777.514 |  | 60 | 4227.514 |  | 60 | 4901.514
NEC |  | 1081.5 | 2975.3679 |  | 1081.5 | 3058.26 |  | 1081.5 | 3563.26 |  | 1081.5 | 4319.26
SAC |  | 126.1924 | 287.978 |  | 126.1924 | 395.008 |  | 126.1924 | 730.008 |  | 126.1924 | 1231.008

## CapInput
2021 | *from gen param, post aggregation,etc | PDP_2025 |  | PDP_2030 |  | PDP_2037 |  | PDP_2040
plexos_name | cap_split | plexos_name | Cap_MW | plexos_name | Cap_MW | plexos_name | Cap_MW | plexos_name | Cap_MW
BB-H1 | 82.2 | BB-H1 | 82.2 | BB-H1 | 82.2 | BB-H1 | 82.2 | BB-H1 | 82.2
BB-H2 | 82.2 | BB-H2 | 82.2 | BB-H2 | 82.2 | BB-H2 | 82.2 | BB-H2 | 82.2
BB-H3 | 82.2 | BB-H3 | 82.2 | BB-H3 | 82.2 | BB-H3 | 82.2 | BB-H3 | 82.2
BB-H4 | 82.2 | BB-H4 | 82.2 | BB-H4 | 82.2 | BB-H4 | 82.2 | BB-H4 | 82.2
BB-H5 | 82.2 | BB-H5 | 82.2 | BB-H5 | 82.2 | BB-H5 | 82.2 | BB-H5 | 82.2
BB-H6 | 82.2 | BB-H6 | 82.2 | BB-H6 | 82.2 | BB-H6 | 82.2 | BB-H6 | 82.2
BB-H7 | 115 | BB-H7 | 115 | BB-H7 | 115 | BB-H7 | 115 | BB-H7 | 115
BLG-H1 | 28 | BLG-H1 | 28 | BLG-H1 | 28 | BLG-H1 | 28 | BLG-H1 | 28
BLG-H2 | 28 | BLG-H2 | 28 | BLG-H2 | 28 | BLG-H2 | 28 | BLG-H2 | 28
BLG-H3 | 28 | BLG-H3 | 28 | BLG-H3 | 28 | BLG-H3 | 28 | BLG-H3 | 28
RPB-H1 | 80 | RPB-H1 | 80 | RPB-H1 | 80 | RPB-H1 | 80 | RPB-H1 | 80
RPB-H2 | 80 | RPB-H2 | 80 | RPB-H2 | 80 | RPB-H2 | 80 | RPB-H2 | 80
RPB-H3 | 80 | RPB-H3 | 80 | RPB-H3 | 80 | RPB-H3 | 80 | RPB-H3 | 80
SK-H1 | 125 | SK-H1 | 125 | SK-H1 | 125 | SK-H1 | 125 | SK-H1 | 125
SK-H2 | 125 | SK-H2 | 125 | SK-H2 | 125 | SK-H2 | 125 | SK-H2 | 125
SK-H3 | 125 | SK-H3 | 125 | SK-H3 | 125 | SK-H3 | 125 | SK-H3 | 125
SK-H4 | 125 | SK-H4 | 125 | SK-H4 | 125 | SK-H4 | 125 | SK-H4 | 125
TN-H1 | 19.5 | TN-H1 | 19.5 | TN-H1 | 19.5 | TN-H1 | 19.5 | TN-H1 | 19.5
TN-H2 | 19.5 | TN-H2 | 19.5 | TN-H2 | 19.5 | TN-H2 | 19.5 | TN-H2 | 19.5
VRK-H1 | 100 | VRK-H1 | 100 | VRK-H1 | 100 | VRK-H1 | 100 | VRK-H1 | 100
VRK-H2 | 100 | VRK-H2 | 100 | VRK-H2 | 100 | VRK-H2 | 100 | VRK-H2 | 100
VRK-H3 | 100 | VRK-H3 | 100 | VRK-H3 | 100 | VRK-H3 | 100 | VRK-H3 | 100
LTK-P1_4 | 250 | LTK-P1_4 | 250 | LTK-P1_4 | 250 | LTK-P1_4 | 250 | LTK-P1_4 | 250
BB-H8 | 171 | BB-H8 | 171 | BB-H8 | 171 | BB-H8 | 171 | BB-H8 | 171
SNR_H | 144 | SNR_H | 144 | SNR_H | 144 | SNR_H | 144 | SNR_H | 144
BPK-T3 | 576 | BPK-T3 | 576 | BPK-T3 | 576 | BPK-T3 | 576 | BPK-T3 | 576
BPK-T4 | 576 | BPK-T4 | 576 | BPK-T4 | 576 | BPK-T4 | 576 | BPK-T4 | 576
MMRP-T1 | 600 | MMRP-T1 | 600 | MMRP-T1 | 600 | MMRP-T1 | 600 | MMRP-T1 | 600
MM-T8 | 270 | MM-T8 | 270 | MM-T8 | 270 | MM-T8 | 270 | MM-T8 | 270
MM-T9 | 270 | MM-T9 | 270 | MM-T9 | 270 | MM-T9 | 270 | MM-T9 | 270
MM-T10 | 270 | MM-T10 | 270 | MM-T10 | 270 | MM-T10 | 270 | MM-T10 | 270
MM-T11 | 270 | MM-T11 | 270 | MM-T11 | 270 | MM-T11 | 270 | MM-T11 | 270
MM-T12 | 270 | MM-T12 | 270 | MM-T12 | 270 | MM-T12 | 270 | MM-T12 | 270
MM-T13 | 270 | MM-T13 | 270 | MM-T13 | 270 | MM-T13 | 270 | MM-T13 | 270
KA-T1 | 315 | KA-T1 | 315 | KA-T1 | 315 | KA-T1 | 315 | KA-T1 | 315
BLCP-T1 | 673.25 | BLCP-T1 | 673.25 | BLCP-T1 | 673.25 | BLCP-T1 | 673.25 | BLCP-T1 | 673.25
BLCP-T2 | 673.25 | BLCP-T2 | 673.25 | BLCP-T2 | 673.25 | BLCP-T2 | 673.25 | BLCP-T2 | 673.25
GOC-T1 | 660 | GOC-T1 | 660 | GOC-T1 | 660 | GOC-T1 | 660 | GOC-T1 | 660
RB-T1 | 720 | RB-T1 | 720 | RB-T1 | 720 | RB-T1 | 720 | RB-T1 | 720
RB-T2 | 720 | RB-T2 | 720 | RB-T2 | 720 | RB-T2 | 720 | RB-T2 | 720
MMRP-T2 | 600 | MMRP-T2 | 600 | MMRP-T2 | 600 | MMRP-T2 | 600 | MMRP-T2 | 600
Ther1 | 1000 | Ther1 | 1000 | Ther1 | 1000 | Ther1 | 1000 | Ther1 | 1000
Ther2 | 1000 | Ther2 | 1000 | Ther2 | 1000 | Ther2 | 1000 | Ther2 | 1000
SB-C1 | 316 | SB-C1 | 316 | SB-C1 | 316 | SB-C1 | 316 | SB-C1 | 316
SB-C2 | 562 | SB-C2 | 562 | SB-C2 | 562 | SB-C2 | 562 | SB-C2 | 562
NPO-C1 | 325 | NPO-C1 | 325 | NPO-C1 | 325 | NPO-C1 | 325 | NPO-C1 | 325
NPO-C2 | 325 | NPO-C2 | 325 | NPO-C2 | 325 | NPO-C2 | 325 | NPO-C2 | 325
WN-C3 | 686 | WN-C3 | 686 | WN-C3 | 686 | WN-C3 | 686 | WN-C3 | 686
RB-C1 | 685 | RB-C1 | 685 | RB-C1 | 685 | RB-C1 | 685 | RB-C1 | 685
RB-C2 | 675 | RB-C2 | 675 | RB-C2 | 675 | RB-C2 | 675 | RB-C2 | 675
RB-C3 | 681 | RB-C3 | 681 | RB-C3 | 681 | RB-C3 | 681 | RB-C3 | 681
BPK-C5 | 710 | BPK-C5 | 710 | BPK-C5 | 710 | BPK-C5 | 710 | BPK-C5 | 710
SB-C3 | 710 | SB-C3 | 710 | SB-C3 | 710 | SB-C3 | 710 | SB-C3 | 710
WN-C4 | 750 | WN-C4 | 750 | WN-C4 | 750 | WN-C4 | 750 | WN-C4 | 750
CHN-C1 | 710 | CHN-C1 | 710 | CHN-C1 | 710 | CHN-C1 | 710 | CHN-C1 | 710
NB-C1 | 670 | NB-C1 | 670 | NB-C1 | 670 | NB-C1 | 670 | NB-C1 | 670
GPS-C1 | 700 | GPS-C1 | 700 | GPS-C1 | 700 | GPS-C1 | 700 | GPS-C1 | 700
GPG-C1 | 734 | GPG-C1 | 734 | GPG-C1 | 734 | GPG-C1 | 734 | GPG-C1 | 734
GPG-C2 | 734 | GPG-C2 | 734 | GPG-C2 | 734 | GPG-C2 | 734 | GPG-C2 | 734
RPCL-C1 | 700 | RPCL-C1 | 700 | RPCL-C1 | 700 | RPCL-C1 | 700 | RPCL-C1 | 700
RPCL-C2 | 700 | RPCL-C2 | 700 | RPCL-C2 | 700 | RPCL-C2 | 700 | RPCL-C2 | 700
GNS-C1 | 800 | GNS-C1 | 800 | GNS-C1 | 800 | GNS-C1 | 800 | GNS-C1 | 800
GNS-C2 | 800 | GNS-C2 | 800 | GNS-C2 | 800 | GNS-C2 | 800 | GNS-C2 | 800
GUT-C1 | 800 | GUT-C1 | 800 | GUT-C1 | 800 | GUT-C1 | 800 | GUT-C1 | 800
GUT-C2 | 800 | GUT-C2 | 800 | GUT-C2 | 800 | GUT-C2 | 800 | GUT-C2 | 800
TECO-C1 | 700 | TECO-C1 | 700 | TECO-C1 | 700 | TECO-C1 | 700 | TECO-C1 | 700
CHN-S21 | 383 | CHN-S21 | 383 | CHN-S21 | 383 | CHN-S21 | 383 | CHN-S21 | 383
CHN-S22 | 383 | CHN-S22 | 383 | CHN-S22 | 383 | CHN-S22 | 383 | CHN-S22 | 383
NB-S21 | 414 | NB-S21 | 414 | NB-S21 | 414 | NB-S21 | 414 | NB-S21 | 414
NB-S22 | 414 | NB-S22 | 414 | NB-S22 | 414 | NB-S22 | 414 | NB-S22 | 414
GLOW1 | 356.5 | GLOW1 | 356.5 | GLOW1 | 356.5 | GLOW1 | 356.5 | GLOW1 | 356.5
GLOW2 | 356.5 | GLOW2 | 356.5 | GLOW2 | 356.5 | GLOW2 | 356.5 | GLOW2 | 356.5
EPEC-S1 | 350 | EPEC-S1 | 350 | EPEC-S1 | 350 | EPEC-S1 | 350 | EPEC-S1 | 350
KN-S21 | 465 | KN-S21 | 465 | KN-S21 | 465 | KN-S21 | 465 | KN-S21 | 465
KN-S22 | 465 | KN-S22 | 465 | KN-S22 | 465 | KN-S22 | 465 | KN-S22 | 465
BPKRP1-S11 | 693 | BPKRP1-S11 | 693 | BPKRP1-S11 | 693 | BPKRP1-S11 | 693 | BPKRP1-S11 | 693
BPKRP1-S12 | 693 | BPKRP1-S12 | 693 | BPKRP1-S12 | 693 | BPKRP1-S12 | 693 | BPKRP1-S12 | 693
SBRP1-S11 | 610 | SBRP1-S11 | 610 | SBRP1-S11 | 610 | SBRP1-S11 | 610 | SBRP1-S11 | 610
SBRP1-S12 | 610 | SBRP1-S12 | 610 | SBRP1-S12 | 610 | SBRP1-S12 | 610 | SBRP1-S12 | 610
GSRC-S11 | 625 | GSRC-S11 | 625 | GSRC-S11 | 625 | GSRC-S11 | 625 | GSRC-S11 | 625
GSRC-S12 | 625 | GSRC-S12 | 625 | GSRC-S12 | 625 | GSRC-S12 | 625 | GSRC-S12 | 625
GSRC-S21 | 625 | GSRC-S21 | 625 | GSRC-S21 | 625 | GSRC-S21 | 625 | GSRC-S21 | 625
GSRC-S22 | 625 | GSRC-S22 | 625 | GSRC-S22 | 625 | GSRC-S22 | 625 | GSRC-S22 | 625
GPD-S11 | 625 | GPD-S11 | 625 | GPD-S11 | 625 | GPD-S11 | 625 | GPD-S11 | 625
GPD-S12 | 625 | GPD-S12 | 625 | GPD-S12 | 625 | GPD-S12 | 625 | GPD-S12 | 625
GPD-S21 | 625 | GPD-S21 | 625 | GPD-S21 | 625 | GPD-S21 | 625 | GPD-S21 | 625
GPD-S22 | 625 | GPD-S22 | 625 | GPD-S22 | 625 | GPD-S22 | 625 | GPD-S22 | 625
HK-S1 | 700 | HK-S1 | 700 | HK-S1 | 700 | HK-S1 | 700 | HK-S1 | 700
HK-S2 | 700 | HK-S2 | 700 | HK-S2 | 700 | HK-S2 | 700 | HK-S2 | 700
NPO-RP1 | 650 | NPO-RP1 | 650 | NPO-RP1 | 650 | NPO-RP1 | 650 | NPO-RP1 | 650
SB1 | 700 | SB1 | 700 | SB1 | 700 | SB1 | 700 | SB1 | 700
SRT1 | 700 | SRT1 | 700 | SRT1 | 700 | SRT1 | 700 | SRT1 | 700
SB2 | 700 | SB2 | 700 | SB2 | 700 | SB2 | 700 | SB2 | 700
SB3 | 700 | SB3 | 700 | SB3 | 700 | SB3 | 700 | SB3 | 700
NB | 700 | NB | 700 | NB | 700 | NB | 700 | NB | 700
SRT2 | 700 | SRT2 | 700 | SRT2 | 700 | SRT2 | 700 | SRT2 | 700
NPS | 540 | NPS | 540 | NPS | 540 | NPS | 540 | NPS | 540
UNK1 | 700 | UNK1 | 700 | UNK1 | 700 | UNK1 | 700 | UNK1 | 700
UNK2 | 700 | UNK2 | 700 | UNK2 | 700 | UNK2 | 700 | UNK2 | 700
UNK3 | 700 | UNK3 | 700 | UNK3 | 700 | UNK3 | 700 | UNK3 | 700
UNK4 | 700 | UNK4 | 700 | UNK4 | 700 | UNK4 | 700 | UNK4 | 700
UNK5 | 700 | UNK5 | 700 | UNK5 | 700 | UNK5 | 700 | UNK5 | 700
UNK6 | 700 | UNK6 | 700 | UNK6 | 700 | UNK6 | 700 | UNK6 | 700
UNK7 | 700 | UNK7 | 700 | UNK7 | 700 | UNK7 | 700 | UNK7 | 700
NB2 | 700 | NB2 | 700 | NB2 | 700 | NB2 | 700 | NB2 | 700
THB-H1 | 107 | THB-H1 | 107 | THB-H1 | 107 | THB-H1 | 107 | THB-H1 | 107
THB-H2 | 107 | THB-H2 | 107 | THB-H2 | 107 | THB-H2 | 107 | THB-H2 | 107
THB-H3 | 220 | THB-H3 | 220 | THB-H3 | 220 | THB-H3 | 220 | THB-H3 | 220
HHO-H1 | 63 | HHO-H1 | 63 | HHO-H1 | 63 | HHO-H1 | 63 | HHO-H1 | 63
HHO-H2 | 63 | HHO-H2 | 63 | HHO-H2 | 63 | HHO-H2 | 63 | HHO-H2 | 63
NTN2-H1 | 237 | NTN2-H1 | 237 | NTN2-H1 | 237 | NTN2-H1 | 237 | NTN2-H1 | 237
NTN2-H2 | 237 | NTN2-H2 | 237 | NTN2-H2 | 237 | NTN2-H2 | 237 | NTN2-H2 | 237
NTN2-H3 | 237 | NTN2-H3 | 237 | NTN2-H3 | 237 | NTN2-H3 | 237 | NTN2-H3 | 237
NTN2-H4 | 237 | NTN2-H4 | 237 | NTN2-H4 | 237 | NTN2-H4 | 237 | NTN2-H4 | 237
NNG2-H1 | 198.867 | NNG2-H1 | 198.867 | NNG2-H1 | 198.867 | NNG2-H1 | 198.867 | NNG2-H1 | 198.867
NNG2-H2 | 198.867 | NNG2-H2 | 198.867 | NNG2-H2 | 198.867 | NNG2-H2 | 198.867 | NNG2-H2 | 198.867
NNG2-H3 | 198.867 | NNG2-H3 | 198.867 | NNG2-H3 | 198.867 | NNG2-H3 | 198.867 | NNG2-H3 | 198.867
XP-H | 354 | XP-H | 354 | XP-H | 354 | XP-H | 354 | XP-H | 354
HSA-T1 | 491 | HSA-T1 | 491 | HSA-T1 | 491 | HSA-T1 | 491 | HSA-T1 | 491
HSA-T2 | 491 | HSA-T2 | 491 | HSA-T2 | 491 | HSA-T2 | 491 | HSA-T2 | 491
HSA-T3 | 491 | HSA-T3 | 491 | HSA-T3 | 491 | HSA-T3 | 491 | HSA-T3 | 491
TNB | 300 | TNB | 300 | TNB | 300 | TNB | 300 | TNB | 300
NNG-H1 | 134.5 | NNG-H1 | 134.5 | NNG-H1 | 134.5 | NNG-H1 | 134.5 | NNG-H1 | 134.5
NNG-H2 | 134.5 | NNG-H2 | 134.5 | NNG-H2 | 134.5 | NNG-H2 | 134.5 | NNG-H2 | 134.5
XYB-H1 | 174.3 | XYB-H1 | 174.3 | XYB-H1 | 174.3 | XYB-H1 | 174.3 | XYB-H1 | 174.3
XYB-H2 | 174.3 | XYB-H2 | 174.3 | XYB-H2 | 174.3 | XYB-H2 | 174.3 | XYB-H2 | 174.3
XYB-H3 | 174.3 | XYB-H3 | 174.3 | XYB-H3 | 174.3 | XYB-H3 | 174.3 | XYB-H3 | 174.3
XYB-H4 | 174.3 | XYB-H4 | 174.3 | XYB-H4 | 174.3 | XYB-H4 | 174.3 | XYB-H4 | 174.3
XYB-H5 | 174.3 | XYB-H5 | 174.3 | XYB-H5 | 174.3 | XYB-H5 | 174.3 | XYB-H5 | 174.3
XYB-H6 | 174.3 | XYB-H6 | 174.3 | XYB-H6 | 174.3 | XYB-H6 | 174.3 | XYB-H6 | 174.3
XYB-H7 | 174.3 | XYB-H7 | 174.3 | XYB-H7 | 174.3 | XYB-H7 | 174.3 | XYB-H7 | 174.3
NTN1-H1 | 514.3 | NTN1-H1 | 514.3 | NTN1-H1 | 514.3 | NTN1-H1 | 514.3 | NTN1-H1 | 514.3
Import-H1 | 700 | Import-H1 | 700 | Import-H1 | 700 | Import-H1 | 700 | Import-H1 | 700
Import-H2 | 700 | Import-H2 | 700 | Import-H2 | 700 | Import-H2 | 700 | Import-H2 | 700
Import-H3 | 700 | Import-H3 | 700 | Import-H3 | 700 | Import-H3 | 700 | Import-H3 | 700
Import-H4 | 700 | Import-H4 | 700 | Import-H4 | 700 | Import-H4 | 700 | Import-H4 | 700
Import-H5 | 700 | Import-H5 | 700 | Import-H5 | 700 | Import-H5 | 700 | Import-H5 | 700
MH-D | 4.4 | MH-D | 4.4 | MH-D | 4.4 | MH-D | 4.4 | MH-D | 4.4
SUK-D | 8 | SUK-D | 8 | SUK-D | 8 | SUK-D | 8 | SUK-D | 8
BTN-D | 8 | BTN-D | 8 | BTN-D | 8 | BTN-D | 8 | BTN-D | 8
BTG-D | 10 | BTG-D | 10 | BTG-D | 10 | BTG-D | 10 | BTG-D | 10
GE-F1 | 60 | GE-F1 | 30 | GE-F1 | 30 | GE-F1 | 30 | GE-F1 | 30
GE-F2 | 60 | GE-F2 | 30 | GE-F2 | 30 | GE-F2 | 30 | GE-F2 | 30
TPT-F | 9.5 | TPT-F | 9.5 | TPT-F | 9.5 | TPT-F | 9.5 | TPT-F | 9.5
PTC-F | 32 | PTC-F | 30 | PTC-F | 30 | PTC-F | 30 | PTC-F | 30
GS1-F1 | 55 | GS1-F1 | 30 | GS1-F1 | 30 | GS1-F1 | 30 | GS1-F1 | 30
TOP-F | 41 | TOP-F | 30 | TOP-F | 30 | TOP-F | 30 | TOP-F | 30
ABP1-F | 60 | ABP1-F | 30 | ABP1-F | 30 | ABP1-F | 30 | ABP1-F | 30
GS1-F2 | 55 | GS1-F2 | 30 | GS1-F2 | 30 | GS1-F2 | 30 | GS1-F2 | 30
BCC-F | 60 | BCC-F | 30 | BCC-F | 30 | BCC-F | 30 | BCC-F | 30
NPS-F1 | 90 | NPS-F1 | 27 | NPS-F1 | 27 | NPS-F1 | 27 | NPS-F1 | 27
GS2-F1 | 60 | GS2-F1 | 30 | GS2-F1 | 30 | GS2-F1 | 30 | GS2-F1 | 30
SHC-F | 90 | SHC-F | 30 | SHC-F | 30 | SHC-F | 30 | SHC-F | 30
GS2-F2 | 60 | GS2-F2 | 30 | GS2-F2 | 30 | GS2-F2 | 30 | GS2-F2 | 30
RP-F1 | 90 | RP-F1 | 30 | RP-F1 | 30 | RP-F1 | 30 | RP-F1 | 30
NPS-F2 | 90 | NPS-F2 | 30 | NPS-F2 | 30 | NPS-F2 | 30 | NPS-F2 | 30
SMC-F | 90 | SMC-F | 30 | SMC-F | 30 | SMC-F | 30 | SMC-F | 30
GS3-F1 | 90 | GS3-F1 | 30 | GS3-F1 | 30 | GS3-F1 | 30 | GS3-F1 | 30
GS3-F2 | 90 | GS3-F2 | 30 | GS3-F2 | 30 | GS3-F2 | 30 | GS3-F2 | 30
GS11-F | 90 | GS11-F | 30 | GS11-F | 30 | GS11-F | 30 | GS11-F | 30
NKC-F | 0 | NKC-F | 30 | NKC-F | 30 | NKC-F | 30 | NKC-F | 30
BPL1-F | 60 | BPL1-F | 30 | BPL1-F | 30 | BPL1-F | 30 | BPL1-F | 30
ABP2-F | 90 | ABP2-F | 30 | ABP2-F | 30 | ABP2-F | 30 | ABP2-F | 30
EGC-F | 60 | EGC-F | 30 | EGC-F | 30 | EGC-F | 30 | EGC-F | 30
SPG-F1 | 90 | SPG-F1 | 90 | SPG-F1 | 90 | SPG-F1 | 90 | SPG-F1 | 90
GE-F3 | 74 | GE-F3 | 74 | GE-F3 | 74 | GE-F3 | 74 | GE-F3 | 74
ABP3-F | 90 | ABP3-F | 90 | ABP3-F | 90 | ABP3-F | 90 | ABP3-F | 90
GS11-F2 | 90 | GS11-F2 | 90 | GS11-F2 | 90 | GS11-F2 | 90 | GS11-F2 | 90
GKP1-F | 90 | GKP1-F | 90 | GKP1-F | 90 | GKP1-F | 90 | GKP1-F | 90
GKP2-F | 90 | GKP2-F | 90 | GKP2-F | 90 | GKP2-F | 90 | GKP2-F | 90
GTLC-F | 90 | GTLC-F | 90 | GTLC-F | 90 | GTLC-F | 90 | GTLC-F | 90
GNNK-F | 90 | GNNK-F | 90 | GNNK-F | 90 | GNNK-F | 90 | GNNK-F | 90
GNLL-F | 90 | GNLL-F | 90 | GNLL-F | 90 | GNLL-F | 90 | GNLL-F | 90
ABR2-F | 90 | ABR2-F | 90 | ABR2-F | 90 | ABR2-F | 90 | ABR2-F | 90
BIC-F | 90 | BIC-F | 90 | BIC-F | 90 | BIC-F | 90 | BIC-F | 90
GCRN-F | 90 | GCRN-F | 90 | GCRN-F | 90 | GCRN-F | 90 | GCRN-F | 90
RC-F | 90 | RC-F | 90 | RC-F | 90 | RC-F | 90 | RC-F | 90
GNK2-F | 90 | GNK2-F | 90 | GNK2-F | 90 | GNK2-F | 90 | GNK2-F | 90
RP-F2 | 90 | RP-F2 | 90 | RP-F2 | 90 | RP-F2 | 90 | RP-F2 | 90
ABR1-F | 90 | ABR1-F | 90 | ABR1-F | 90 | ABR1-F | 90 | ABR1-F | 90
RBW-F1 | 90 | RBW-F1 | 90 | RBW-F1 | 90 | RBW-F1 | 90 | RBW-F1 | 90
RBW-F2 | 90 | RBW-F2 | 90 | RBW-F2 | 90 | RBW-F2 | 90 | RBW-F2 | 90
BIP1-F | 90 | BIP1-F | 90 | BIP1-F | 90 | BIP1-F | 90 | BIP1-F | 90
ABP4-F | 90 | ABP4-F | 90 | ABP4-F | 90 | ABP4-F | 90 | ABP4-F | 90
BIP2-F | 90 | BIP2-F | 90 | BIP2-F | 90 | BIP2-F | 90 | BIP2-F | 90
PPT-F | 90 | PPT-F | 90 | PPT-F | 90 | PPT-F | 90 | PPT-F | 90
TOPS-F1 | 90 | TOPS-F1 | 90 | TOPS-F1 | 90 | TOPS-F1 | 90 | TOPS-F1 | 90
ATP-F | 90 | ATP-F | 90 | ATP-F | 90 | ATP-F | 90 | ATP-F | 90
TOPS-F2 | 90 | TOPS-F2 | 90 | TOPS-F2 | 90 | TOPS-F2 | 90 | TOPS-F2 | 90
ENV-F | 90 | ENV-F | 90 | ENV-F | 90 | ENV-F | 90 | ENV-F | 90
ABP5-F | 90 | ABP5-F | 90 | ABP5-F | 90 | ABP5-F | 90 | ABP5-F | 90
BPW1-F | 90 | BPW1-F | 90 | BPW1-F | 90 | BPW1-F | 90 | BPW1-F | 90
SSUT-F2 | 90 | SSUT-F2 | 90 | SSUT-F2 | 90 | SSUT-F2 | 90 | SSUT-F2 | 90
SSUT-F1 | 90 | SSUT-F1 | 90 | SSUT-F1 | 90 | SSUT-F1 | 90 | SSUT-F1 | 90
AAA-F | 90 | AAA-F | 90 | AAA-F | 90 | AAA-F | 90 | AAA-F | 90
GVTP-F | 90 | GVTP-F | 90 | GVTP-F | 90 | GVTP-F | 90 | GVTP-F | 90
RP-F3 | 90 | RP-F3 | 90 | RP-F3 | 90 | RP-F3 | 90 | RP-F3 | 90
BIC-F2 | 90 | BIC-F2 | 90 | BIC-F2 | 90 | BIC-F2 | 90 | BIC-F2 | 90
GTS1-F | 90 | GTS1-F | 90 | GTS1-F | 90 | GTS1-F | 90 | GTS1-F | 90
KGLU-F | 90 | KGLU-F | 90 | KGLU-F | 90 | KGLU-F | 90 | KGLU-F | 90
GTS2-F | 90 | GTS2-F | 90 | GTS2-F | 90 | GTS2-F | 90 | GTS2-F | 90
BPU-F1 | 90 | BPU-F1 | 90 | BPU-F1 | 90 | BPU-F1 | 90 | BPU-F1 | 90
BPU-F2 | 90 | BPU-F2 | 90 | BPU-F2 | 90 | BPU-F2 | 90 | BPU-F2 | 90
GTS3-F | 90 | GTS3-F | 90 | GTS3-F | 90 | GTS3-F | 90 | GTS3-F | 90
IRPP-F1 | 90 | IRPP-F1 | 90 | IRPP-F1 | 90 | IRPP-F1 | 90 | IRPP-F1 | 90
IRPP-F2 | 90 | IRPP-F2 | 90 | IRPP-F2 | 90 | IRPP-F2 | 90 | IRPP-F2 | 90
GTS4-F | 90 | GTS4-F | 90 | GTS4-F | 90 | GTS4-F | 90 | GTS4-F | 90
GNC-F | 90 | GNC-F | 90 | GNC-F | 90 | GNC-F | 90 | GNC-F | 90
ABR3-F | 90 | ABR3-F | 90 | ABR3-F | 90 | ABR3-F | 90 | ABR3-F | 90
ABR4-F | 90 | ABR4-F | 90 | ABR4-F | 90 | ABR4-F | 90 | ABR4-F | 90
ABR5-F | 90 | ABR5-F | 90 | ABR5-F | 90 | ABR5-F | 90 | ABR5-F | 90
GBL-F | 90 | GBL-F | 90 | GBL-F | 90 | GBL-F | 90 | GBL-F | 90
GBP-F | 90 | GBP-F | 90 | GBP-F | 90 | GBP-F | 90 | GBP-F | 90
GNLL2-F | 90 | GNLL2-F | 90 | GNLL2-F | 90 | GNLL2-F | 90 | GNLL2-F | 90
GNPM-F | 90 | GNPM-F | 90 | GNPM-F | 90 | GNPM-F | 90 | GNPM-F | 90
GNRV1-F | 90 | GNRV1-F | 90 | GNRV1-F | 90 | GNRV1-F | 90 | GNRV1-F | 90
RCC-F | 90 | RCC-F | 90 | RCC-F | 90 | RCC-F | 90 | RCC-F | 90
GNRV2-F | 90 | GNRV2-F | 90 | GNRV2-F | 90 | GNRV2-F | 90 | GNRV2-F | 90
DFE-F | 4.5 | DFE-F | 4.5 | DFE-F | 4.5 | DFE-F | 4.5 | DFE-F | 4.5
GCC-F | 90 | GCC-F | 30 | GCC-F | 30 | GCC-F | 30 | GCC-F | 30
NVE-F | 90 | NVE-F | 90 | NVE-F | 90 | NVE-F | 90 | NVE-F | 90
ABPR3-F | 90 | ABPR3-F | 90 | ABPR3-F | 90 | ABPR3-F | 90 | ABPR3-F | 90
ABPR4-F | 90 | ABPR4-F | 90 | ABPR4-F | 90 | ABPR4-F | 90 | ABPR4-F | 90
SPG-F2 | 90 | SPG-F2 | 90 | SPG-F2 | 90 | SPG-F2 | 90 | SPG-F2 | 90
ABPR5-F | 90 | ABPR5-F | 90 | ABPR5-F | 90 | ABPR5-F | 90 | ABPR5-F | 90
BPR1-F | 90 | BPR1-F | 90 | BPR1-F | 90 | BPR1-F | 90 | BPR1-F | 90
BPR2-F | 90 | BPR2-F | 90 | BPR2-F | 90 | BPR2-F | 90 | BPR2-F | 90
BPC-F | 90 | BPC-F | 90 | BPC-F | 90 | BPC-F | 90 | BPC-F | 90
NP3-F | 41 | NP3-F | 41 | NP3-F | 41 | NP3-F | 41 | NP3-F | 41
NP2-F | 8 | NP2-F | 8 | NP2-F | 8 | NP2-F | 8 | NP2-F | 8
BMP-F | 5 | BMP-F | 5 | BMP-F | 5 | BMP-F | 5 | BMP-F | 5
REG-F | 8.8 | REG-F | 8.8 | REG-F | 8.8 | REG-F | 8.8 | REG-F | 8.8
NP5-F | 50 | NP5-F | 50 | NP5-F | 50 | NP5-F | 50 | NP5-F | 50
NP11-F | 25 | NP11-F | 25 | NP11-F | 25 | NP11-F | 25 | NP11-F | 25
MPBD-F1 | 27 | MPBD-F1 | 27 | MPBD-F1 | 27 | MPBD-F1 | 27 | MPBD-F1 | 27
MPB-F1 | 29 | MPB-F1 | 29 | MPB-F1 | 29 | MPB-F1 | 29 | MPB-F1 | 29
ATB-F | 20 | ATB-F | 20 | ATB-F | 20 | ATB-F | 20 | ATB-F | 20
GYG-F | 20.2 | GYG-F | 20.2 | GYG-F | 20.2 | GYG-F | 20.2 | GYG-F | 20.2
KKS-F | 20 | KKS-F | 20 | KKS-F | 20 | KKS-F | 20 | KKS-F | 20
MGP-F | 8 | MGP-F | 8 | MGP-F | 8 | MGP-F | 8 | MGP-F | 8
SGE-F | 8.8 | SGE-F | 8.8 | SGE-F | 8.8 | SGE-F | 8.8 | SGE-F | 8.8
MPBD-F2 | 10.8 | MPBD-F2 | 10.8 | MPBD-F2 | 10.8 | MPBD-F2 | 10.8 | MPBD-F2 | 10.8
MPB-F2 | 10 | MPB-F2 | 10 | MPB-F2 | 10 | MPB-F2 | 10 | MPB-F2 | 10
MGB-F | 15.5 | MGB-F | 15.5 | MGB-F | 15.5 | MGB-F | 15.5 | MGB-F | 15.5
KHB-F | 22 | KHB-F | 22 | KHB-F | 22 | KHB-F | 22 | KHB-F | 22
BYB-F | 25 | BYB-F | 25 | BYB-F | 25 | BYB-F | 25 | BYB-F | 25
MPBL-F2 | 21 | MPBL-F2 | 21 | MPBL-F2 | 21 | MPBL-F2 | 21 | MPBL-F2 | 21
SBM-F | 6.5 | SBM-F | 6.5 | SBM-F | 6.5 | SBM-F | 6.5 | SBM-F | 6.5
UTGP-F | 24 | UTGP-F | 24 | UTGP-F | 24 | UTGP-F | 24 | UTGP-F | 24
NP5-F2 | 25 | NP5-F2 | 25 | NP5-F2 | 25 | NP5-F2 | 25 | NP5-F2 | 25
HybridFirm-F_CAC_N | 12 | HybridFirm-F_CAC_N | 12 | HybridFirm-F_CAC_N | 12 | HybridFirm-F_CAC_N | 12 | HybridFirm-F_CAC_N | 12
HybridFirm-F_CAC_E | 16 | HybridFirm-F_CAC_E | 16 | HybridFirm-F_CAC_E | 16 | HybridFirm-F_CAC_E | 16 | HybridFirm-F_CAC_E | 16
HybridFirm-F_NAC | 47.6 | HybridFirm-F_NAC | 47.6 | HybridFirm-F_NAC | 47.6 | HybridFirm-F_NAC | 47.6 | HybridFirm-F_NAC | 47.6
HybridFirm-F_NEC | 41.3 | HybridFirm-F_NEC | 41.3 | HybridFirm-F_NEC | 41.3 | HybridFirm-F_NEC | 41.3 | HybridFirm-F_NEC | 41.3
HybridFirm-F_SAC | 43 | HybridFirm-F_SAC | 43 | HybridFirm-F_SAC | 43 | HybridFirm-F_SAC | 43 | HybridFirm-F_SAC | 43
BIOMASS_CAC_E | 20 | BIOMASS_CAC_E | 20 | BIOMASS_CAC_E | 20 | BIOMASS_CAC_E | 20 | BIOMASS_CAC_E | 20
BIOMASS_CAC_N | 78 | BIOMASS_CAC_N | 78 | BIOMASS_CAC_N | 78 | BIOMASS_CAC_N | 78 | BIOMASS_CAC_N | 78
BIOMASS_CAC_W | 30 | BIOMASS_CAC_W | 30 | BIOMASS_CAC_W | 30 | BIOMASS_CAC_W | 30 | BIOMASS_CAC_W | 30
BIOMASS_NAC | 160 | BIOMASS_NAC | 160 | BIOMASS_NAC | 160 | BIOMASS_NAC | 160 | BIOMASS_NAC | 160
BIOMASS_NEC | 93 | BIOMASS_NEC | 113 | BIOMASS_NEC | 113 | BIOMASS_NEC | 113 | BIOMASS_NEC | 113
BIOMASS_SAC | 41.62 | BIOMASS_SAC | 41.62 | BIOMASS_SAC | 41.62 | BIOMASS_SAC | 41.62 | BIOMASS_SAC | 41.62
Biogas_CAC_N | 12 | Biogas_CAC_N | 12 | Biogas_CAC_N | 12 | Biogas_CAC_N | 12 | Biogas_CAC_N | 12
Biogas_CAC_E | 0 | Biogas_CAC_E | 0 | Biogas_CAC_E | 0 | Biogas_CAC_E | 0 | Biogas_CAC_E | 0
Biogas_NAC | 1.723 | Biogas_NAC | 1.723 | Biogas_NAC | 1.723 | Biogas_NAC | 1.723 | Biogas_NAC | 1.723
Wind_CAC_E | 0 | Wind_CAC_E | 0 | Wind_CAC_E | 0 | Wind_CAC_E | 0 | Wind_CAC_E | 0
Wind_CAC_N | 180 | Wind_CAC_N | 180 | Wind_CAC_N | 180 | Wind_CAC_N | 180 | Wind_CAC_N | 180
Wind_CAC_W | 0 | Wind_CAC_W | 0 | Wind_CAC_W | 0 | Wind_CAC_W | 0 | Wind_CAC_W | 0
Wind_NAC | 60 | Wind_NAC | 60 | Wind_NAC | 60 | Wind_NAC | 60 | Wind_NAC | 60
Wind_MAC | 0 | Wind_MAC | 0 | Wind_MAC | 0 | Wind_MAC | 0 | Wind_MAC | 0
Wind_SAC | 126.1924 | Wind_SAC | 126.1924 | Wind_SAC | 126.1924 | Wind_SAC | 126.1924 | Wind_SAC | 126.1924
Wind_NEC | 1081.5 | Wind_NEC | 1081.5 | Wind_NEC | 1081.5 | Wind_NEC | 1081.5 | Wind_NEC | 1081.5
Garbage_CAC_E | 0 | Garbage_CAC_E | 0 | Garbage_CAC_E | 0 | Garbage_CAC_E | 0 | Garbage_CAC_E | 0
Garbage_CAC_N | 163 | Garbage_CAC_N | 182.54 | Garbage_CAC_N | 182.54 | Garbage_CAC_N | 182.54 | Garbage_CAC_N | 182.54
Garbage_CAC_W | 0 | Garbage_CAC_W | 0 | Garbage_CAC_W | 0 | Garbage_CAC_W | 0 | Garbage_CAC_W | 0
Garbage_NAC | 0 | Garbage_NAC | 0 | Garbage_NAC | 0 | Garbage_NAC | 0 | Garbage_NAC | 0
Garbage_MAC | 0 | Garbage_MAC | 0 | Garbage_MAC | 0 | Garbage_MAC | 0 | Garbage_MAC | 0
Garbage_SAC | 0 | Garbage_SAC | 0 | Garbage_SAC | 0 | Garbage_SAC | 0 | Garbage_SAC | 0
Garbage_NEC | 0 | Garbage_NEC | 0 | Garbage_NEC | 0 | Garbage_NEC | 0 | Garbage_NEC | 0
Solar_CAC_E | 0.0195 | Solar_CAC_E | 0.0195 | Solar_CAC_E | 0.0195 | Solar_CAC_E | 0.0195 | Solar_CAC_E | 0.0195
Solar_CAC_N | 136 | Solar_CAC_N | 136 | Solar_CAC_N | 136 | Solar_CAC_N | 136 | Solar_CAC_N | 136
Solar_CAC_W | 5 | Solar_CAC_W | 5 | Solar_CAC_W | 5 | Solar_CAC_W | 5 | Solar_CAC_W | 5
Solar_NAC | 270.514 | Solar_NAC | 270.514 | Solar_NAC | 270.514 | Solar_NAC | 270.514 | Solar_NAC | 270.514
Solar_MAC | 30 | Solar_MAC | 30 | Solar_MAC | 30 | Solar_MAC | 30 | Solar_MAC | 30
Solar_SAC | 0.008 | Solar_SAC | 0.008 | Solar_SAC | 0.008 | Solar_SAC | 0.008 | Solar_SAC | 0.008
Solar_NEC | 1.26 | Solar_NEC | 1.26 | Solar_NEC | 1.26 | Solar_NEC | 1.26 | Solar_NEC | 1.26
Hydro_CAC_E | 22.2 | Hydro_CAC_E | 22.2 | Hydro_CAC_E | 22.2 | Hydro_CAC_E | 22.2 | Hydro_CAC_E | 24.52
Hydro_CAC_N | 16.7 | Hydro_CAC_N | 16.7 | Hydro_CAC_N | 16.7 | Hydro_CAC_N | 16.7 | Hydro_CAC_N | 18.2
Hydro_CAC_W | 31.1 | Hydro_CAC_W | 31.1 | Hydro_CAC_W | 32.6 | Hydro_CAC_W | 32.6 | Hydro_CAC_W | 32.6
Hydro_NAC | 67.32 | Hydro_NAC | 83.32 | Hydro_NAC | 95.57 | Hydro_NAC | 95.57 | Hydro_NAC | 132.57
Hydro_MAC | 0 | Hydro_MAC | 0 | Hydro_MAC | 0 | Hydro_MAC | 0 | Hydro_MAC | 0
Hydro_SAC | 1.275 | Hydro_SAC | 1.275 | Hydro_SAC | 1.275 | Hydro_SAC | 1.275 | Hydro_SAC | 3.28
Hydro_NEC | 109.51 | Hydro_NEC | 113.51 | Hydro_NEC | 117.51 | Hydro_NEC | 117.51 | Hydro_NEC | 119.76
Run of river_NEC | 136 | Run of river_NEC | 136 | Run of river_NEC | 136 | Run of river_NEC | 136 | Run of river_NEC | 136
Geothermal_NAC | 0.3 | Geothermal_NAC | 0.3 | Geothermal_NAC | 0.3 | Geothermal_NAC | 0.3 | Geothermal_NAC | 0.3
Import coal_CAC_E | 0 | Import coal_CAC_E | 0 | Import coal_CAC_E | 0 | Import coal_CAC_E | 0 | Import coal_CAC_E | 0
Import coal_CAC_N | 0 | Import coal_CAC_N | 0 | Import coal_CAC_N | 0 | Import coal_CAC_N | 0 | Import coal_CAC_N | 0
Import coal_CAC_W | 0 | Import coal_CAC_W | 0 | Import coal_CAC_W | 0 | Import coal_CAC_W | 0 | Import coal_CAC_W | 0
Import coal_NAC | 0 | Import coal_NAC | 0 | Import coal_NAC | 0 | Import coal_NAC | 0 | Import coal_NAC | 0
Import coal_MAC | 8 | Import coal_MAC | 8 | Import coal_MAC | 8 | Import coal_MAC | 8 | Import coal_MAC | 8
Import coal_SAC | 0 | Import coal_SAC | 0 | Import coal_SAC | 0 | Import coal_SAC | 0 | Import coal_SAC | 0
Import coal_NEC | 0 | Import coal_NEC | 0 | Import coal_NEC | 0 | Import coal_NEC | 0 | Import coal_NEC | 0
Natural gas_CAC_E | 205 | Natural gas_CAC_E | 205 | Natural gas_CAC_E | 205 | Natural gas_CAC_E | 205 | Natural gas_CAC_E | 205
Natural gas_CAC_N | 0 | Natural gas_CAC_N | 0 | Natural gas_CAC_N | 0 | Natural gas_CAC_N | 0 | Natural gas_CAC_N | 0
Natural gas_CAC_W | 0 | Natural gas_CAC_W | 0 | Natural gas_CAC_W | 0 | Natural gas_CAC_W | 0 | Natural gas_CAC_W | 0
Natural gas_NAC | 0 | Natural gas_NAC | 0 | Natural gas_NAC | 0 | Natural gas_NAC | 0 | Natural gas_NAC | 0
Natural gas_MAC | 65 | Natural gas_MAC | 65 | Natural gas_MAC | 65 | Natural gas_MAC | 65 | Natural gas_MAC | 65
Natural gas_SAC | 0 | Natural gas_SAC | 0 | Natural gas_SAC | 0 | Natural gas_SAC | 0 | Natural gas_SAC | 0
Natural gas_NEC | 0 | Natural gas_NEC | 0 | Natural gas_NEC | 0 | Natural gas_NEC | 0 | Natural gas_NEC | 0
NPO-C1_GT | 110 | NPO-C1_GT | 110 | NPO-C1_GT | 110 | NPO-C1_GT | 110 | NPO-C1_GT | 110
NPO-C2_GT | 110 | NPO-C2_GT | 110 | NPO-C2_GT | 110 | NPO-C2_GT | 110 | NPO-C2_GT | 110
RB-C1_GT | 212 | RB-C1_GT | 212 | RB-C1_GT | 212 | RB-C1_GT | 212 | RB-C1_GT | 212
RB-C2_GT | 209 | RB-C2_GT | 209 | RB-C2_GT | 209 | RB-C2_GT | 209 | RB-C2_GT | 209
RB-C3_GT | 214 | RB-C3_GT | 214 | RB-C3_GT | 214 | RB-C3_GT | 214 | RB-C3_GT | 214
SB-C1_GT | 100 | SB-C1_GT | 100 | SB-C1_GT | 100 | SB-C1_GT | 100 | SB-C1_GT | 100
SB-C2_GT | 187 | SB-C2_GT | 187 | SB-C2_GT | 187 | SB-C2_GT | 187 | SB-C2_GT | 187
WN-C3_GT | 223 | WN-C3_GT | 223 | WN-C3_GT | 223 | WN-C3_GT | 223 | WN-C3_GT | 223
BB-FPV1 | 158 | BB-FPV1 | 158 | BB-FPV1 | 158 | BB-FPV1 | 158 | BB-FPV1 | 158
BB-FPV2 | 300 | BB-FPV2 | 300 | BB-FPV2 | 300 | BB-FPV2 | 300 | BB-FPV2 | 300
BB-FPV3 | 520 | BB-FPV3 | 520 | BB-FPV3 | 520 | BB-FPV3 | 520 | BB-FPV3 | 520
BB-FPV4 | 330 | BB-FPV4 | 330 | BB-FPV4 | 330 | BB-FPV4 | 330 | BB-FPV4 | 330
BB-FPV5 | 418 | BB-FPV5 | 418 | BB-FPV5 | 418 | BB-FPV5 | 418 | BB-FPV5 | 418
BLG-FPV | 7 | BLG-FPV | 7 | BLG-FPV | 7 | BLG-FPV | 7 | BLG-FPV | 7
CLB-FPV | 40 | CLB-FPV | 40 | CLB-FPV | 40 | CLB-FPV | 40 | CLB-FPV | 40
NP-FPV | 30 | NP-FPV | 30 | NP-FPV | 30 | NP-FPV | 30 | NP-FPV | 30
RPB-FPV | 240 | RPB-FPV | 240 | RPB-FPV | 240 | RPB-FPV | 240 | RPB-FPV | 240
SND-FPV1 | 140 | SND-FPV1 | 140 | SND-FPV1 | 140 | SND-FPV1 | 140 | SND-FPV1 | 140
SND-FPV2 | 300 | SND-FPV2 | 300 | SND-FPV2 | 300 | SND-FPV2 | 300 | SND-FPV2 | 300
SND-FPV3 | 380 | SND-FPV3 | 380 | SND-FPV3 | 380 | SND-FPV3 | 380 | SND-FPV3 | 380
SND-FPV4 | 900 | SND-FPV4 | 900 | SND-FPV4 | 900 | SND-FPV4 | 900 | SND-FPV4 | 900
SND-FPV5 | 550 | SND-FPV5 | 550 | SND-FPV5 | 550 | SND-FPV5 | 550 | SND-FPV5 | 550
SND-FPV6 | 770 | SND-FPV6 | 770 | SND-FPV6 | 770 | SND-FPV6 | 770 | SND-FPV6 | 770
SND-FPV7 | 770 | SND-FPV7 | 770 | SND-FPV7 | 770 | SND-FPV7 | 770 | SND-FPV7 | 770
SRD-FPV2 | 420 | SRD-FPV2 | 420 | SRD-FPV2 | 420 | SRD-FPV2 | 420 | SRD-FPV2 | 420
SRD-FPV3 | 990 | SRD-FPV3 | 990 | SRD-FPV3 | 990 | SRD-FPV3 | 990 | SRD-FPV3 | 990
SRK-FPV1 | 900 | SRK-FPV1 | 900 | SRK-FPV1 | 900 | SRK-FPV1 | 900 | SRK-FPV1 | 900
SRK-FPV2 | 528 | SRK-FPV2 | 528 | SRK-FPV2 | 528 | SRK-FPV2 | 528 | SRK-FPV2 | 528
UR-FPV2 | 540 | UR-FPV2 | 540 | UR-FPV2 | 540 | UR-FPV2 | 540 | UR-FPV2 | 540
UR-FPV3 | 165 | UR-FPV3 | 165 | UR-FPV3 | 165 | UR-FPV3 | 165 | UR-FPV3 | 165
UR-FPV4 | 275 | UR-FPV4 | 275 | UR-FPV4 | 275 | UR-FPV4 | 275 | UR-FPV4 | 275
VRK-FPV1 | 50 | VRK-FPV1 | 50 | VRK-FPV1 | 50 | VRK-FPV1 | 50 | VRK-FPV1 | 50
VRK-FPV2 | 40 | VRK-FPV2 | 40 | VRK-FPV2 | 40 | VRK-FPV2 | 40 | VRK-FPV2 | 40
VRK-FPV3 | 250 | VRK-FPV3 | 250 | VRK-FPV3 | 250 | VRK-FPV3 | 250 | VRK-FPV3 | 250
VRK-FPV4 | 165 | VRK-FPV4 | 165 | VRK-FPV4 | 165 | VRK-FPV4 | 165 | VRK-FPV4 | 165
VRK-FPV5 | 165 | VRK-FPV5 | 165 | VRK-FPV5 | 165 | VRK-FPV5 | 165 | VRK-FPV5 | 165
UR-FPV | 24 | UR-FPV | 24 | UR-FPV | 24 | UR-FPV | 24 | UR-FPV | 24
SRD-FPV | 45 | SRD-FPV | 45 | SRD-FPV | 45 | SRD-FPV | 45 | SRD-FPV | 45
VSPP_IPS_SPPbiogas_CAC-E | 18.47 | VSPP_IPS_SPPbiogas_CAC-E | 122 | VSPP_IPS_SPPbiogas_CAC-E | 122 | VSPP_IPS_SPPbiogas_CAC-E | 180 | VSPP_IPS_SPPbiogas_CAC-E | 180
VSPP_IPS_SPPbiogas_CAC-N | 87.17 | VSPP_IPS_SPPbiogas_CAC-N | 155 | VSPP_IPS_SPPbiogas_CAC-N | 155 | VSPP_IPS_SPPbiogas_CAC-N | 178 | VSPP_IPS_SPPbiogas_CAC-N | 178
VSPP_IPS_SPPbiogas_CAC-W | 38.9 | VSPP_IPS_SPPbiogas_CAC-W | 253 | VSPP_IPS_SPPbiogas_CAC-W | 253 | VSPP_IPS_SPPbiogas_CAC-W | 291 | VSPP_IPS_SPPbiogas_CAC-W | 291
VSPP_IPS_SPPbiogas_MAC | 0 | VSPP_IPS_SPPbiogas_MAC | 7 | VSPP_IPS_SPPbiogas_MAC | 7 | VSPP_IPS_SPPbiogas_MAC | 15 | VSPP_IPS_SPPbiogas_MAC | 15
VSPP_IPS_SPPbiogas_NAC | 12.692 | VSPP_IPS_SPPbiogas_NAC | 130 | VSPP_IPS_SPPbiogas_NAC | 130 | VSPP_IPS_SPPbiogas_NAC | 176 | VSPP_IPS_SPPbiogas_NAC | 176
VSPP_IPS_SPPbiogas_NEC | 89.09 | VSPP_IPS_SPPbiogas_NEC | 202 | VSPP_IPS_SPPbiogas_NEC | 202 | VSPP_IPS_SPPbiogas_NEC | 327 | VSPP_IPS_SPPbiogas_NEC | 327
VSPP_IPS_SPPbiogas_SAC | 68.943 | VSPP_IPS_SPPbiogas_SAC | 266 | VSPP_IPS_SPPbiogas_SAC | 266 | VSPP_IPS_SPPbiogas_SAC | 368 | VSPP_IPS_SPPbiogas_SAC | 368
VSPP_IPS_SPPbiomass_CAC-E | 53 | VSPP_IPS_SPPbiomass_CAC-E | 99 | VSPP_IPS_SPPbiomass_CAC-E | 103 | VSPP_IPS_SPPbiomass_CAC-E | 213 | VSPP_IPS_SPPbiomass_CAC-E | 213
VSPP_IPS_SPPbiomass_CAC-N | 121.2 | VSPP_IPS_SPPbiomass_CAC-N | 293 | VSPP_IPS_SPPbiomass_CAC-N | 272.2 | VSPP_IPS_SPPbiomass_CAC-N | 418 | VSPP_IPS_SPPbiomass_CAC-N | 418
VSPP_IPS_SPPbiomass_CAC-W | 138.73 | VSPP_IPS_SPPbiomass_CAC-W | 299 | VSPP_IPS_SPPbiomass_CAC-W | 287 | VSPP_IPS_SPPbiomass_CAC-W | 441 | VSPP_IPS_SPPbiomass_CAC-W | 441
VSPP_IPS_SPPbiomass_MAC | 0 | VSPP_IPS_SPPbiomass_MAC | 5 | VSPP_IPS_SPPbiomass_MAC | 5 | VSPP_IPS_SPPbiomass_MAC | 9 | VSPP_IPS_SPPbiomass_MAC | 9
VSPP_IPS_SPPbiomass_NAC | 226.11 | VSPP_IPS_SPPbiomass_NAC | 291 | VSPP_IPS_SPPbiomass_NAC | 298 | VSPP_IPS_SPPbiomass_NAC | 1019 | VSPP_IPS_SPPbiomass_NAC | 1019
VSPP_IPS_SPPbiomass_NEC | 370.91 | VSPP_IPS_SPPbiomass_NEC | 371 | VSPP_IPS_SPPbiomass_NEC | 349 | VSPP_IPS_SPPbiomass_NEC | 1264 | VSPP_IPS_SPPbiomass_NEC | 1264
VSPP_IPS_SPPbiomass_SAC | 192.4 | VSPP_IPS_SPPbiomass_SAC | 426 | VSPP_IPS_SPPbiomass_SAC | 426 | VSPP_IPS_SPPbiomass_SAC | 524 | VSPP_IPS_SPPbiomass_SAC | 524
VSPP_IPS_SPPcoal_CAC-E | 23.99 | VSPP_IPS_SPPcoal_CAC-E | 19 | VSPP_IPS_SPPcoal_CAC-E | 19 | VSPP_IPS_SPPcoal_CAC-E | 19 | VSPP_IPS_SPPcoal_CAC-E | 19
VSPP_IPS_SPPcoal_CAC-N | 9.8 | VSPP_IPS_SPPcoal_CAC-N | 3 | VSPP_IPS_SPPcoal_CAC-N | 3 | VSPP_IPS_SPPcoal_CAC-N | 3 | VSPP_IPS_SPPcoal_CAC-N | 3
VSPP_IPS_SPPcoal_CAC-W | 15 | VSPP_IPS_SPPcoal_CAC-W | 10 | VSPP_IPS_SPPcoal_CAC-W | 10 | VSPP_IPS_SPPcoal_CAC-W | 10 | VSPP_IPS_SPPcoal_CAC-W | 10
VSPP_IPS_SPPee_CAC-E | 0 | VSPP_IPS_SPPee_CAC-E | 0 | VSPP_IPS_SPPee_CAC-E | 0 | VSPP_IPS_SPPee_CAC-E | 0 | VSPP_IPS_SPPee_CAC-E | 0
VSPP_IPS_SPPee_CAC-N | 0 | VSPP_IPS_SPPee_CAC-N | 0 | VSPP_IPS_SPPee_CAC-N | 0 | VSPP_IPS_SPPee_CAC-N | 0 | VSPP_IPS_SPPee_CAC-N | 0
VSPP_IPS_SPPee_CAC-W | 0 | VSPP_IPS_SPPee_CAC-W | 0 | VSPP_IPS_SPPee_CAC-W | 0 | VSPP_IPS_SPPee_CAC-W | 0 | VSPP_IPS_SPPee_CAC-W | 0
VSPP_IPS_SPPee_MAC | 0 | VSPP_IPS_SPPee_MAC | 0 | VSPP_IPS_SPPee_MAC | 0 | VSPP_IPS_SPPee_MAC | 0 | VSPP_IPS_SPPee_MAC | 0
VSPP_IPS_SPPee_NAC | 0 | VSPP_IPS_SPPee_NAC | 0 | VSPP_IPS_SPPee_NAC | 0 | VSPP_IPS_SPPee_NAC | 0 | VSPP_IPS_SPPee_NAC | 0
VSPP_IPS_SPPee_NEC | 0 | VSPP_IPS_SPPee_NEC | 0 | VSPP_IPS_SPPee_NEC | 0 | VSPP_IPS_SPPee_NEC | 0 | VSPP_IPS_SPPee_NEC | 0
VSPP_IPS_SPPee_SAC | 0 | VSPP_IPS_SPPee_SAC | 0 | VSPP_IPS_SPPee_SAC | 0 | VSPP_IPS_SPPee_SAC | 0 | VSPP_IPS_SPPee_SAC | 0
VSPP_IPS_SPPgarbage_CAC-E | 33.3 | VSPP_IPS_SPPgarbage_CAC-E | 72 | VSPP_IPS_SPPgarbage_CAC-E | 72 | VSPP_IPS_SPPgarbage_CAC-E | 79 | VSPP_IPS_SPPgarbage_CAC-E | 79
VSPP_IPS_SPPgarbage_CAC-N | 22.3 | VSPP_IPS_SPPgarbage_CAC-N | 60 | VSPP_IPS_SPPgarbage_CAC-N | 60 | VSPP_IPS_SPPgarbage_CAC-N | 60 | VSPP_IPS_SPPgarbage_CAC-N | 60
VSPP_IPS_SPPgarbage_CAC-W | 48.21 | VSPP_IPS_SPPgarbage_CAC-W | 92 | VSPP_IPS_SPPgarbage_CAC-W | 92 | VSPP_IPS_SPPgarbage_CAC-W | 98 | VSPP_IPS_SPPgarbage_CAC-W | 98
VSPP_IPS_SPPgarbage_MAC | 27.6 | VSPP_IPS_SPPgarbage_MAC | 155 | VSPP_IPS_SPPgarbage_MAC | 155 | VSPP_IPS_SPPgarbage_MAC | 155 | VSPP_IPS_SPPgarbage_MAC | 155
VSPP_IPS_SPPgarbage_NAC | 17.53 | VSPP_IPS_SPPgarbage_NAC | 88 | VSPP_IPS_SPPgarbage_NAC | 88 | VSPP_IPS_SPPgarbage_NAC | 91 | VSPP_IPS_SPPgarbage_NAC | 91
VSPP_IPS_SPPgarbage_NEC | 5.02 | VSPP_IPS_SPPgarbage_NEC | 56 | VSPP_IPS_SPPgarbage_NEC | 56 | VSPP_IPS_SPPgarbage_NEC | 70 | VSPP_IPS_SPPgarbage_NEC | 70
VSPP_IPS_SPPgarbage_SAC | 23.9 | VSPP_IPS_SPPgarbage_SAC | 79 | VSPP_IPS_SPPgarbage_SAC | 79 | VSPP_IPS_SPPgarbage_SAC | 93 | VSPP_IPS_SPPgarbage_SAC | 93
VSPP_IPS_SPPhydro_MAC | 0.8 | VSPP_IPS_SPPhydro_MAC | 1 | VSPP_IPS_SPPhydro_MAC | 1 | VSPP_IPS_SPPhydro_MAC | 1 | VSPP_IPS_SPPhydro_MAC | 1
VSPP_IPS_SPPhydro_NAC | 19.83 | VSPP_IPS_SPPhydro_NAC | 15 | VSPP_IPS_SPPhydro_NAC | 15 | VSPP_IPS_SPPhydro_NAC | 15 | VSPP_IPS_SPPhydro_NAC | 15
VSPP_IPS_SPPhydro_NEC | 5.35 | VSPP_IPS_SPPhydro_NEC | 12 | VSPP_IPS_SPPhydro_NEC | 12 | VSPP_IPS_SPPhydro_NEC | 12 | VSPP_IPS_SPPhydro_NEC | 12
VSPP_IPS_SPPnaturalgas_CAC-N | 9.8 | VSPP_IPS_SPPnaturalgas_CAC-N | 7 | VSPP_IPS_SPPnaturalgas_CAC-N | 7 | VSPP_IPS_SPPnaturalgas_CAC-N | 7 | VSPP_IPS_SPPnaturalgas_CAC-N | 7
VSPP_IPS_SPPnaturalgas_MAC | 24.7 | VSPP_IPS_SPPnaturalgas_MAC | 25 | VSPP_IPS_SPPnaturalgas_MAC | 25 | VSPP_IPS_SPPnaturalgas_MAC | 25 | VSPP_IPS_SPPnaturalgas_MAC | 25
DPV_CAC-E | 475.5945 | DPV_CAC-E | 558 | DPV_CAC-E | 1074 | DPV_CAC-E | 1848 | DPV_CAC-E | 1848
DPV_CAC-N | 400.36 | DPV_CAC-N | 539 | DPV_CAC-N | 806 | DPV_CAC-N | 1205 | DPV_CAC-N | 1205
DPV_CAC-W | 679.0702 | DPV_CAC-W | 831 | DPV_CAC-W | 1116 | DPV_CAC-W | 1542 | DPV_CAC-W | 1542
DPV_MAC | 101.3471 | DPV_MAC | 128 | DPV_MAC | 1170 | DPV_MAC | 2730 | DPV_MAC | 2730
DPV_NAC | 268.81 | DPV_NAC | 353 | DPV_NAC | 803 | DPV_NAC | 1477 | DPV_NAC | 1477
DPV_NEC | 445.1079 | DPV_NEC | 528 | DPV_NEC | 1033 | DPV_NEC | 1789 | DPV_NEC | 1789
DPV_SAC | 40.97 | DPV_SAC | 148 | DPV_SAC | 483 | DPV_SAC | 984 | DPV_SAC | 984
NewWind_CAC-E | 0 | NewWind_CAC-E | 0 | NewWind_CAC-E | 0 | NewWind_CAC-E | 0 | NewWind_CAC-E | 0
NewWind_CAC-N | 0 | NewWind_CAC-N | 0 | NewWind_CAC-N | 0 | NewWind_CAC-N | 0 | NewWind_CAC-N | 0
NewWind_CAC-W | 0 | NewWind_CAC-W | 0 | NewWind_CAC-W | 0 | NewWind_CAC-W | 0 | NewWind_CAC-W | 0
NewWind_NAC | 0 | NewWind_NAC | 0 | NewWind_NAC | 0 | NewWind_NAC | 0 | NewWind_NAC | 0
NewWind_NEC | 0 | NewWind_NEC | 0 | NewWind_NEC | 0 | NewWind_NEC | 0 | NewWind_NEC | 0
NewWind_SAC | 0 | NewWind_SAC | 0 | NewWind_SAC | 0 | NewWind_SAC | 0 | NewWind_SAC | 0
Total | 87465.8476 | Total | 89231.3829 | Total | 92605.3329 | Total | 100287.1329 | Total | 100332.2079
Check |  | Check |  | Check |  | Check |  | Check

## Units_Allyear
NAME | PATTERN | 2021 | 2025 | 2030 | 2037 | 2040 | 2045 | 2050
BB-H1 | M1-12 | 1 | 1 | 1 | 1 | 1 | 1 | 1
BB-H2 | M1-12 | 1 | 1 | 1 | 1 | 1 | 1 | 1
BB-H3 | M1-12 | 1 | 1 | 1 | 1 | 1 | 1 | 1
BB-H4 | M1-12 | 1 | 1 | 1 | 1 | 1 | 1 | 1
BB-H5 | M1-12 | 1 | 1 | 1 | 1 | 1 | 1 | 1
BB-H6 | M1-12 | 1 | 1 | 1 | 1 | 1 | 1 | 1
BB-H7 | M1-12 | 1 | 1 | 1 | 1 | 1 | 1 | 1
BLG-H1 | M1-12 | 1 | 1 | 1 | 1 | 1 | 1 | 1
BLG-H2 | M1-12 | 1 | 1 | 1 | 1 | 1 | 1 | 1
BLG-H3 | M1-12 | 1 | 1 | 1 | 1 | 1 | 1 | 1
RPB-H1 | M1-12 | 1 | 1 | 1 | 1 | 1 | 1 | 1
RPB-H2 | M1-12 | 1 | 1 | 1 | 1 | 1 | 1 | 1
RPB-H3 | M1-12 | 1 | 1 | 1 | 1 | 1 | 1 | 1
SK-H1 | M1-12 | 1 | 1 | 1 | 1 | 1 | 1 | 1
SK-H2 | M1-12 | 1 | 1 | 1 | 1 | 1 | 1 | 1
SK-H3 | M1-12 | 1 | 1 | 1 | 1 | 1 | 1 | 1
SK-H4 | M1-12 | 1 | 1 | 1 | 1 | 1 | 1 | 1
TN-H1 | M1-12 | 1 | 1 | 1 | 1 | 1 | 1 | 1
TN-H2 | M1-12 | 1 | 1 | 1 | 1 | 1 | 1 | 1
VRK-H1 | M1-12 | 1 | 1 | 1 | 1 | 1 | 1 | 1
VRK-H2 | M1-12 | 1 | 1 | 1 | 1 | 1 | 1 | 1
VRK-H3 | M1-12 | 1 | 1 | 1 | 1 | 1 | 1 | 1
LTK-P1_4 | M1-12 | 4 | 4 | 4 | 4 | 4 | 4 | 4
BB-H8 | M1-12 | 1 | 1 | 1 | 1 | 1 | 1 | 1
SNR_H | M1-12 | 5 | 5 | 5 | 5 | 5 | 5 | 5
BPK-T3 | M1-12 | 1 | 1 | 0 | 0 | 0 | 0 | 0
BPK-T4 | M1-12 | 1 | 1 | 0 | 0 | 0 | 0 | 0
MMRP-T1 | M1-12 | 1 | 1 | 1 | 1 | 1 | 1 | 0
MM-T8 | M1-12 | 1 | 0 | 0 | 0 | 0 | 0 | 0
MM-T9 | M1-12 | 1 | 0 | 0 | 0 | 0 | 0 | 0
MM-T10 | M1-12 | 1 | 0 | 0 | 0 | 0 | 0 | 0
MM-T11 | M1-12 | 1 | 0 | 0 | 0 | 0 | 0 | 0
MM-T12 | M1-12 | 1 | 1 | 0 | 0 | 0 | 0 | 0
MM-T13 | M1-12 | 1 | 1 | 0 | 0 | 0 | 0 | 0
KA-T1 | M1-12 | 1 | 1 | 1 | 0 | 0 | 0 | 0
BLCP-T1 | M1-12 | 1 | 1 | 1 | 0 | 0 | 0 | 0
BLCP-T2 | M1-12 | 1 | 1 | 1 | 0 | 0 | 0 | 0
GOC-T1 | M1-12 | 1 | 1 | 1 | 1 | 0 | 0 | 0
RB-T1 | M1-12 | 1 | 1 | 0 | 0 | 0 | 0 | 0
RB-T2 | M1-12 | 1 | 1 | 0 | 0 | 0 | 0 | 0
MMRP-T2 | M1-12 | 0 | 0 | 1 | 1 | 1 | 1 | 1
Ther1 | M1-12 | 0 | 0 | 0 | 0 | 0 | 0 | 0
Ther2 | M1-12 | 0 | 0 | 0 | 0 | 0 | 0 | 0
SB-C1 | M1-12 | 0 | 0 | 0 | 0 | 0 | 0 | 0
SB-C2 | M1-12 | 1 | 0 | 0 | 0 | 0 | 0 | 0
NPO-C1 | M1-12 | 1 | 0 | 0 | 0 | 0 | 0 | 0
NPO-C2 | M1-12 | 1 | 0 | 0 | 0 | 0 | 0 | 0
WN-C3 | M1-12 | 1 | 0 | 0 | 0 | 0 | 0 | 0
RB-C1 | M1-12 | 1 | 1 | 0 | 0 | 0 | 0 | 0
RB-C2 | M1-12 | 1 | 1 | 0 | 0 | 0 | 0 | 0
RB-C3 | M1-12 | 1 | 1 | 0 | 0 | 0 | 0 | 0
BPK-C5 | M1-12 | 1 | 1 | 1 | 0 | 0 | 0 | 0
SB-C3 | M1-12 | 1 | 1 | 1 | 0 | 0 | 0 | 0
WN-C4 | M1-12 | 1 | 1 | 1 | 1 | 0 | 0 | 0
CHN-C1 | M1-12 | 1 | 1 | 1 | 0 | 0 | 0 | 0
NB-C1 | M1-12 | 1 | 1 | 1 | 0 | 0 | 0 | 0
GPS-C1 | M1-12 | 1 | 1 | 0 | 0 | 0 | 0 | 0
GPG-C1 | M1-12 | 1 | 1 | 1 | 0 | 0 | 0 | 0
GPG-C2 | M1-12 | 1 | 1 | 1 | 0 | 0 | 0 | 0
RPCL-C1 | M1-12 | 1 | 1 | 1 | 0 | 0 | 0 | 0
RPCL-C2 | M1-12 | 1 | 1 | 1 | 0 | 0 | 0 | 0
GNS-C1 | M1-12 | 1 | 1 | 1 | 1 | 0 | 0 | 0
GNS-C2 | M1-12 | 1 | 1 | 1 | 1 | 0 | 0 | 0
GUT-C1 | M1-12 | 1 | 1 | 1 | 1 | 1 | 0 | 0
GUT-C2 | M1-12 | 1 | 1 | 1 | 1 | 1 | 0 | 0
TECO-C1 | M1-12 | 0 | 0 | 0 | 0 | 0 | 0 | 0
CHN-S21 | M1-12 | 1 | 1 | 1 | 1 | 0 | 0 | 0
CHN-S22 | M1-12 | 1 | 1 | 1 | 1 | 0 | 0 | 0
NB-S21 | M1-12 | 1 | 1 | 1 | 1 | 1 | 0 | 0
NB-S22 | M1-12 | 1 | 1 | 1 | 1 | 1 | 0 | 0
GLOW1 | M1-12 | 1 | 1 | 0 | 0 | 0 | 0 | 0
GLOW2 | M1-12 | 1 | 1 | 0 | 0 | 0 | 0 | 0
EPEC-S1 | M1-12 | 1 | 0 | 0 | 0 | 0 | 0 | 0
KN-S21 | M1-12 | 1 | 1 | 1 | 1 | 1 | 0 | 0
KN-S22 | M1-12 | 1 | 1 | 1 | 1 | 1 | 0 | 0
BPKRP1-S11 | M1-12 | 0 | 1 | 1 | 1 | 1 | 1 | 0
BPKRP1-S12 | M1-12 | 0 | 1 | 1 | 1 | 1 | 1 | 0
SBRP1-S11 | M1-12 | 1 | 1 | 1 | 1 | 1 | 0 | 0
SBRP1-S12 | M1-12 | 1 | 1 | 1 | 1 | 1 | 0 | 0
GSRC-S11 | M1-12 | 1 | 1 | 1 | 1 | 1 | 1 | 0
GSRC-S12 | M1-12 | 1 | 1 | 1 | 1 | 1 | 1 | 0
GSRC-S21 | M1-12 | 0 | 1 | 1 | 1 | 1 | 1 | 0
GSRC-S22 | M1-12 | 0 | 1 | 1 | 1 | 1 | 1 | 0
GPD-S11 | M1-12 | 0 | 1 | 1 | 1 | 1 | 1 | 0
GPD-S12 | M1-12 | 0 | 1 | 1 | 1 | 1 | 1 | 0
GPD-S21 | M1-12 | 0 | 1 | 1 | 1 | 1 | 1 | 0
GPD-S22 | M1-12 | 0 | 1 | 1 | 1 | 1 | 1 | 0
HK-S1 | M1-12 | 0 | 1 | 1 | 1 | 1 | 1 | 0
HK-S2 | M1-12 | 0 | 1 | 1 | 1 | 1 | 1 | 0
NPO-RP1 | M1-12 | 0 | 1 | 1 | 1 | 1 | 1 | 0
SB1 | M1-12 | 0 | 0 | 1 | 1 | 1 | 1 | 1
SRT1 | M1-12 | 0 | 0 | 1 | 1 | 1 | 1 | 1
SB2 | M1-12 | 0 | 0 | 1 | 1 | 1 | 1 | 1
SB3 | M1-12 | 0 | 0 | 1 | 1 | 1 | 1 | 1
NB | M1-12 | 0 | 0 | 1 | 1 | 1 | 1 | 1
SRT2 | M1-12 | 0 | 0 | 1 | 1 | 1 | 1 | 1
NPS | M1-12 | 0 | 0 | 1 | 1 | 1 | 1 | 1
UNK1 | M1-12 | 0 | 0 | 1 | 1 | 1 | 1 | 1
UNK2 | M1-12 | 0 | 0 | 0 | 1 | 1 | 1 | 1
UNK3 | M1-12 | 0 | 0 | 0 | 2 | 2 | 2 | 2
UNK4 | M1-12 | 0 | 0 | 0 | 1 | 1 | 1 | 1
UNK5 | M1-12 | 0 | 0 | 0 | 1 | 1 | 1 | 1
UNK6 | M1-12 | 0 | 0 | 0 | 1 | 1 | 1 | 1
UNK7 | M1-12 | 0 | 0 | 0 | 0 | 0 | 0 | 0
NB2 | M1-12 | 0 | 0 | 0 | 1 | 1 | 1 | 1
THB-H1 | M1-12 | 1 | 1 | 1 | 1 | 0 | 0 | 0
THB-H2 | M1-12 | 1 | 1 | 1 | 1 | 0 | 0 | 0
THB-H3 | M1-12 | 1 | 1 | 1 | 1 | 0 | 0 | 0
HHO-H1 | M1-12 | 1 | 1 | 0 | 0 | 0 | 0 | 0
HHO-H2 | M1-12 | 1 | 1 | 0 | 0 | 0 | 0 | 0
NTN2-H1 | M1-12 | 1 | 1 | 1 | 0 | 0 | 0 | 0
NTN2-H2 | M1-12 | 1 | 1 | 1 | 0 | 0 | 0 | 0
NTN2-H3 | M1-12 | 1 | 1 | 1 | 0 | 0 | 0 | 0
NTN2-H4 | M1-12 | 1 | 1 | 1 | 0 | 0 | 0 | 0
NNG2-H1 | M1-12 | 1 | 1 | 1 | 1 | 0 | 0 | 0
NNG2-H2 | M1-12 | 1 | 1 | 1 | 1 | 0 | 0 | 0
NNG2-H3 | M1-12 | 1 | 1 | 1 | 1 | 0 | 0 | 0
XP-H | M1-12 | 1 | 1 | 1 | 1 | 1 | 1 | 0
HSA-T1 | M1-12 | 1 | 1 | 1 | 1 | 1 | 0 | 0
HSA-T2 | M1-12 | 1 | 1 | 1 | 1 | 1 | 0 | 0
HSA-T3 | M1-12 | 1 | 1 | 1 | 1 | 1 | 0 | 0
TNB | M1-12 | 1 | 1 | 1 | 1 | 1 | 1 | 1
NNG-H1 | M1-12 | 1 | 1 | 1 | 1 | 1 | 1 | 0
NNG-H2 | M1-12 | 1 | 1 | 1 | 1 | 1 | 1 | 0
XYB-H1 | M1-12 | 1 | 1 | 1 | 1 | 1 | 1 | 0
XYB-H2 | M1-12 | 1 | 1 | 1 | 1 | 1 | 1 | 0
XYB-H3 | M1-12 | 1 | 1 | 1 | 1 | 1 | 1 | 0
XYB-H4 | M1-12 | 1 | 1 | 1 | 1 | 1 | 1 | 0
XYB-H5 | M1-12 | 1 | 1 | 1 | 1 | 1 | 1 | 0
XYB-H6 | M1-12 | 1 | 1 | 1 | 1 | 1 | 1 | 0
XYB-H7 | M1-12 | 1 | 1 | 1 | 1 | 1 | 1 | 0
NTN1-H1 | M1-12 | 0 | 1 | 1 | 1 | 1 | 1 | 0
Import-H1 | M1-12 | 0 | 0 | 1 | 1 | 1 | 1 | 1
Import-H2 | M1-12 | 0 | 0 | 1 | 1 | 1 | 1 | 1
Import-H3 | M1-12 | 0 | 0 | 0 | 1 | 1 | 1 | 1
Import-H4 | M1-12 | 0 | 0 | 0 | 1 | 1 | 1 | 1
Import-H5 | M1-12 | 0 | 0 | 0 | 1 | 1 | 1 | 1
MH-D | M1-12 | 1 | 1 | 1 | 1 | 1 | 1 | 1
SUK-D | M1-12 | 1 | 1 | 1 | 1 | 1 | 1 | 1
BTN-D | M1-12 | 1 | 1 | 1 | 1 | 1 | 1 | 1
BTG-D | M1-12 | 1 | 1 | 1 | 1 | 1 | 1 | 1
GE-F1 | M1-12 | 1 | 1 | 1 | 1 | 1 | 1 | 0
GE-F2 | M1-12 | 1 | 1 | 1 | 1 | 1 | 1 | 0
TPT-F | M1-12 | 0 | 0 | 0 | 0 | 0 | 0 | 0
PTC-F | M1-12 | 1 | 1 | 1 | 1 | 1 | 1 | 0
GS1-F1 | M1-12 | 1 | 1 | 1 | 1 | 1 | 1 | 0
TOP-F | M1-12 | 1 | 0 | 0 | 0 | 0 | 0 | 0
ABP1-F | M1-12 | 1 | 1 | 1 | 1 | 1 | 1 | 0
GS1-F2 | M1-12 | 1 | 1 | 1 | 1 | 1 | 1 | 0
BCC-F | M1-12 | 1 | 1 | 1 | 1 | 1 | 1 | 0
NPS-F1 | M1-12 | 1 | 1 | 1 | 1 | 1 | 1 | 0
GS2-F1 | M1-12 | 1 | 1 | 1 | 1 | 1 | 1 | 0
SHC-F | M1-12 | 1 | 1 | 1 | 1 | 1 | 1 | 0
GS2-F2 | M1-12 | 1 | 1 | 1 | 1 | 1 | 1 | 0
RP-F1 | M1-12 | 1 | 1 | 0 | 0 | 0 | 0 | 0
NPS-F2 | M1-12 | 1 | 0 | 0 | 0 | 0 | 0 | 0
SMC-F | M1-12 | 0 | 0 | 0 | 0 | 0 | 0 | 0
GS3-F1 | M1-12 | 1 | 1 | 1 | 1 | 1 | 1 | 0
GS3-F2 | M1-12 | 1 | 1 | 1 | 1 | 1 | 1 | 1
GS11-F | M1-12 | 1 | 1 | 0 | 0 | 0 | 0 | 0
NKC-F | M1-12 | 0 | 0 | 0 | 0 | 0 | 0 | 0
BPL1-F | M1-12 | 1 | 1 | 1 | 1 | 1 | 1 | 0
ABP2-F | M1-12 | 1 | 1 | 1 | 1 | 1 | 1 | 0
EGC-F | M1-12 | 1 | 1 | 1 | 1 | 1 | 1 | 0
SPG-F1 | M1-12 | 1 | 1 | 1 | 0 | 0 | 0 | 0
GE-F3 | M1-12 | 1 | 1 | 1 | 1 | 0 | 0 | 0
ABP3-F | M1-12 | 1 | 1 | 1 | 1 | 0 | 0 | 0
GS11-F2 | M1-12 | 1 | 1 | 1 | 1 | 0 | 0 | 0
GKP1-F | M1-12 | 1 | 1 | 1 | 1 | 0 | 0 | 0
GKP2-F | M1-12 | 1 | 1 | 1 | 1 | 0 | 0 | 0
GTLC-F | M1-12 | 1 | 1 | 1 | 1 | 0 | 0 | 0
GNNK-F | M1-12 | 1 | 1 | 1 | 1 | 0 | 0 | 0
GNLL-F | M1-12 | 1 | 1 | 1 | 1 | 0 | 0 | 0
ABR2-F | M1-12 | 1 | 1 | 1 | 1 | 0 | 0 | 0
BIC-F | M1-12 | 1 | 1 | 1 | 1 | 0 | 0 | 0
GCRN-F | M1-12 | 1 | 1 | 1 | 1 | 0 | 0 | 0
RC-F | M1-12 | 1 | 1 | 1 | 1 | 0 | 0 | 0
GNK2-F | M1-12 | 1 | 1 | 1 | 1 | 0 | 0 | 0
RP-F2 | M1-12 | 1 | 1 | 1 | 1 | 0 | 0 | 0
ABR1-F | M1-12 | 1 | 1 | 1 | 1 | 0 | 0 | 0
RBW-F1 | M1-12 | 1 | 1 | 1 | 1 | 0 | 0 | 0
RBW-F2 | M1-12 | 1 | 1 | 1 | 1 | 1 | 0 | 0
BIP1-F | M1-12 | 1 | 1 | 1 | 1 | 1 | 0 | 0
ABP4-F | M1-12 | 1 | 1 | 1 | 1 | 1 | 0 | 0
BIP2-F | M1-12 | 1 | 1 | 1 | 1 | 1 | 0 | 0
PPT-F | M1-12 | 1 | 1 | 1 | 1 | 1 | 0 | 0
TOPS-F1 | M1-12 | 1 | 1 | 1 | 1 | 1 | 0 | 0
ATP-F | M1-12 | 1 | 1 | 1 | 1 | 1 | 0 | 0
TOPS-F2 | M1-12 | 1 | 1 | 1 | 1 | 1 | 0 | 0
ENV-F | M1-12 | 1 | 1 | 1 | 1 | 1 | 0 | 0
ABP5-F | M1-12 | 1 | 1 | 1 | 1 | 1 | 0 | 0
BPW1-F | M1-12 | 1 | 1 | 1 | 1 | 1 | 0 | 0
SSUT-F2 | M1-12 | 1 | 1 | 1 | 1 | 1 | 0 | 0
SSUT-F1 | M1-12 | 1 | 1 | 1 | 1 | 1 | 0 | 0
AAA-F | M1-12 | 1 | 1 | 1 | 1 | 1 | 0 | 0
GVTP-F | M1-12 | 1 | 1 | 1 | 1 | 1 | 0 | 0
RP-F3 | M1-12 | 1 | 1 | 1 | 1 | 1 | 0 | 0
BIC-F2 | M1-12 | 1 | 1 | 1 | 1 | 1 | 0 | 0
GTS1-F | M1-12 | 1 | 1 | 1 | 1 | 1 | 0 | 0
KGLU-F | M1-12 | 1 | 1 | 1 | 1 | 1 | 0 | 0
GTS2-F | M1-12 | 1 | 1 | 1 | 1 | 1 | 0 | 0
BPU-F1 | M1-12 | 1 | 1 | 1 | 1 | 1 | 0 | 0
BPU-F2 | M1-12 | 1 | 1 | 1 | 1 | 1 | 0 | 0
GTS3-F | M1-12 | 1 | 1 | 1 | 1 | 1 | 0 | 0
IRPP-F1 | M1-12 | 1 | 1 | 1 | 1 | 1 | 0 | 0
IRPP-F2 | M1-12 | 1 | 1 | 1 | 1 | 1 | 0 | 0
GTS4-F | M1-12 | 1 | 1 | 1 | 1 | 1 | 0 | 0
GNC-F | M1-12 | 1 | 1 | 1 | 1 | 1 | 0 | 0
ABR3-F | M1-12 | 1 | 1 | 1 | 1 | 1 | 0 | 0
ABR4-F | M1-12 | 1 | 1 | 1 | 1 | 1 | 0 | 0
ABR5-F | M1-12 | 1 | 1 | 1 | 1 | 1 | 0 | 0
GBL-F | M1-12 | 1 | 1 | 1 | 1 | 1 | 0 | 0
GBP-F | M1-12 | 1 | 1 | 1 | 1 | 1 | 0 | 0
GNLL2-F | M1-12 | 1 | 1 | 1 | 1 | 1 | 0 | 0
GNPM-F | M1-12 | 1 | 1 | 1 | 1 | 1 | 0 | 0
GNRV1-F | M1-12 | 1 | 1 | 1 | 1 | 1 | 0 | 0
RCC-F | M1-12 | 0 | 0 | 0 | 0 | 0 | 0 | 0
GNRV2-F | M1-12 | 1 | 1 | 1 | 1 | 1 | 0 | 0
DFE-F | M1-12 | 0 | 0 | 0 | 0 | 0 | 0 | 0
GCC-F | M1-12 | 0 | 0 | 0 | 0 | 0 | 0 | 0
NVE-F | M1-12 | 0 | 0 | 0 | 0 | 0 | 0 | 0
ABPR3-F | M1-12 | 0 | 0 | 0 | 0 | 0 | 0 | 0
ABPR4-F | M1-12 | 0 | 0 | 0 | 0 | 0 | 0 | 0
SPG-F2 | M1-12 | 0 | 1 | 1 | 1 | 1 | 1 | 0
ABPR5-F | M1-12 | 0 | 0 | 0 | 0 | 0 | 0 | 0
BPR1-F | M1-12 | 0 | 1 | 1 | 1 | 1 | 1 | 0
BPR2-F | M1-12 | 0 | 1 | 1 | 1 | 1 | 1 | 0
BPC-F | M1-12 | 1 | 1 | 1 | 1 | 1 | 0 | 0
NP3-F | M1-12 | 1 | 0 | 0 | 0 | 0 | 0 | 0
NP2-F | M1-12 | 0 | 0 | 0 | 0 | 0 | 0 | 0
BMP-F | M1-12 | 1 | 1 | 0 | 0 | 0 | 0 | 0
REG-F | M1-12 | 1 | 0 | 0 | 0 | 0 | 0 | 0
NP5-F | M1-12 | 1 | 1 | 0 | 0 | 0 | 0 | 0
NP11-F | M1-12 | 0 | 0 | 0 | 0 | 0 | 0 | 0
MPBD-F1 | M1-12 | 1 | 1 | 0 | 0 | 0 | 0 | 0
MPB-F1 | M1-12 | 1 | 1 | 0 | 0 | 0 | 0 | 0
ATB-F | M1-12 | 1 | 1 | 1 | 0 | 0 | 0 | 0
GYG-F | M1-12 | 1 | 1 | 1 | 0 | 0 | 0 | 0
KKS-F | M1-12 | 1 | 1 | 0 | 0 | 0 | 0 | 0
MGP-F | M1-12 | 1 | 1 | 0 | 0 | 0 | 0 | 0
SGE-F | M1-12 | 1 | 1 | 1 | 0 | 0 | 0 | 0
MPBD-F2 | M1-12 | 1 | 1 | 1 | 0 | 0 | 0 | 0
MPB-F2 | M1-12 | 1 | 1 | 1 | 0 | 0 | 0 | 0
MGB-F | M1-12 | 1 | 1 | 1 | 0 | 0 | 0 | 0
KHB-F | M1-12 | 1 | 1 | 1 | 1 | 1 | 0 | 0
BYB-F | M1-12 | 1 | 1 | 1 | 1 | 1 | 1 | 0
MPBL-F2 | M1-12 | 1 | 1 | 1 | 0 | 0 | 0 | 0
SBM-F | M1-12 | 1 | 1 | 0 | 0 | 0 | 0 | 0
UTGP-F | M1-12 | 1 | 1 | 1 | 1 | 0 | 0 | 0
NP5-F2 | M1-12 | 1 | 1 | 0 | 0 | 0 | 0 | 0
HybridFirm-F_CAC_N | M1-12 | 0 | 1 | 1 | 1 | 1 | 1 | 1
HybridFirm-F_CAC_E | M1-12 | 0 | 1 | 1 | 1 | 1 | 1 | 1
HybridFirm-F_NAC | M1-12 | 0 | 1 | 1 | 1 | 1 | 1 | 1
HybridFirm-F_NEC | M1-12 | 0 | 1 | 1 | 1 | 1 | 1 | 1
HybridFirm-F_SAC | M1-12 | 0 | 1 | 1 | 1 | 1 | 1 | 1
BIOMASS_CAC_E | M1-12 | 1 | 1 | 1 | 1 | 1 | 1 | 1
BIOMASS_CAC_N | M1-12 | 1 | 1 | 1 | 1 | 1 | 1 | 1
BIOMASS_CAC_W | M1-12 | 1 | 1 | 1 | 1 | 1 | 1 | 1
BIOMASS_NAC | M1-12 | 1 | 1 | 1 | 1 | 1 | 1 | 1
BIOMASS_NEC | M1-12 | 1 | 1 | 1 | 1 | 1 | 1 | 1
BIOMASS_SAC | M1-12 | 1 | 1 | 1 | 1 | 1 | 1 | 1
Biogas_CAC_N | M1-12 | 1 | 1 | 1 | 1 | 1 | 1 | 1
Biogas_CAC_E | M1-12 | 1 | 1 | 1 | 1 | 1 | 1 | 1
Biogas_NAC | M1-12 | 1 | 1 | 1 | 1 | 1 | 1 | 1
Wind_CAC_E | M1-12 | 1 | 1 | 1 | 1 | 1 | 1 | 1
Wind_CAC_N | M1-12 | 1 | 1 | 1 | 1 | 1 | 1 | 1
Wind_CAC_W | M1-12 | 1 | 1 | 1 | 1 | 1 | 1 | 1
Wind_NAC | M1-12 | 1 | 1 | 1 | 1 | 1 | 1 | 1
Wind_MAC | M1-12 | 1 | 1 | 1 | 1 | 1 | 1 | 1
Wind_SAC | M1-12 | 1 | 1 | 1 | 1 | 1 | 1 | 1
Wind_NEC | M1-12 | 1 | 1 | 1 | 1 | 1 | 1 | 1
Garbage_CAC_E | M1-12 | 1 | 1 | 1 | 1 | 1 | 1 | 1
Garbage_CAC_N | M1-12 | 1 | 1 | 1 | 1 | 1 | 1 | 1
Garbage_CAC_W | M1-12 | 1 | 1 | 1 | 1 | 1 | 1 | 1
Garbage_NAC | M1-12 | 1 | 1 | 1 | 1 | 1 | 1 | 1
Garbage_MAC | M1-12 | 1 | 1 | 1 | 1 | 1 | 1 | 1
Garbage_SAC | M1-12 | 1 | 1 | 1 | 1 | 1 | 1 | 1
Garbage_NEC | M1-12 | 1 | 1 | 1 | 1 | 1 | 1 | 1
Solar_CAC_E | M1-12 | 1 | 1 | 1 | 1 | 1 | 1 | 1
Solar_CAC_N | M1-12 | 1 | 1 | 1 | 1 | 1 | 1 | 1
Solar_CAC_W | M1-12 | 1 | 1 | 1 | 1 | 1 | 1 | 1
Solar_NAC | M1-12 | 1 | 1 | 1 | 1 | 1 | 1 | 1
Solar_MAC | M1-12 | 1 | 1 | 1 | 1 | 1 | 1 | 1
Solar_SAC | M1-12 | 1 | 1 | 1 | 1 | 1 | 1 | 1
Solar_NEC | M1-12 | 1 | 1 | 1 | 1 | 1 | 1 | 1
Hydro_CAC_E | M1-12 | 1 | 1 | 1 | 1 | 1 | 1 | 1
Hydro_CAC_N | M1-12 | 1 | 1 | 1 | 1 | 1 | 1 | 1
Hydro_CAC_W | M1-12 | 1 | 1 | 1 | 1 | 1 | 1 | 1
Hydro_NAC | M1-12 | 1 | 1 | 1 | 1 | 1 | 1 | 1
Hydro_MAC | M1-12 | 1 | 1 | 1 | 1 | 1 | 1 | 1
Hydro_SAC | M1-12 | 1 | 1 | 1 | 1 | 1 | 1 | 1
Hydro_NEC | M1-12 | 1 | 1 | 1 | 1 | 1 | 1 | 1
Run of river_NEC | M1-12 | 1 | 1 | 1 | 1 | 1 | 1 | 1
Geothermal_NAC | M1-12 | 1 | 1 | 1 | 1 | 1 | 1 | 1
Import coal_CAC_E | M1-12 | 1 | 1 | 1 | 1 | 1 | 1 | 1
Import coal_CAC_N | M1-12 | 1 | 1 | 1 | 1 | 1 | 1 | 1
Import coal_CAC_W | M1-12 | 1 | 1 | 1 | 1 | 1 | 1 | 1
Import coal_NAC | M1-12 | 1 | 1 | 1 | 1 | 1 | 1 | 1
Import coal_MAC | M1-12 | 1 | 1 | 1 | 1 | 1 | 1 | 1
Import coal_SAC | M1-12 | 1 | 1 | 1 | 1 | 1 | 1 | 1
Import coal_NEC | M1-12 | 1 | 1 | 1 | 1 | 1 | 1 | 1
Natural gas_CAC_E | M1-12 | 1 | 1 | 1 | 1 | 1 | 1 | 1
Natural gas_CAC_N | M1-12 | 1 | 1 | 1 | 1 | 1 | 1 | 1
Natural gas_CAC_W | M1-12 | 1 | 1 | 1 | 1 | 1 | 1 | 1
Natural gas_NAC | M1-12 | 1 | 1 | 1 | 1 | 1 | 1 | 1
Natural gas_MAC | M1-12 | 1 | 1 | 1 | 1 | 1 | 1 | 1
Natural gas_SAC | M1-12 | 1 | 1 | 1 | 1 | 1 | 1 | 1
Natural gas_NEC | M1-12 | 1 | 1 | 1 | 1 | 1 | 1 | 1
NPO-C1_GT | M1-12 | 0 | 0 | 0 | 0 | 0 | 0 | 0
NPO-C2_GT | M1-12 | 0 | 0 | 0 | 0 | 0 | 0 | 0
RB-C1_GT | M1-12 | 0 | 0 | 0 | 0 | 0 | 0 | 0
RB-C2_GT | M1-12 | 0 | 0 | 0 | 0 | 0 | 0 | 0
RB-C3_GT | M1-12 | 0 | 0 | 0 | 0 | 0 | 0 | 0
SB-C1_GT | M1-12 | 0 | 0 | 0 | 0 | 0 | 0 | 0
SB-C2_GT | M1-12 | 0 | 0 | 0 | 0 | 0 | 0 | 0
WN-C3_GT | M1-12 | 0 | 0 | 0 | 0 | 0 | 0 | 0
BB-FPV1 | M1-12 | 0 | 0 | 1 | 1 | 1 | 1 | 1
BB-FPV2 | M1-12 | 0 | 0 | 1 | 1 | 1 | 1 | 1
BB-FPV3 | M1-12 | 0 | 0 | 0 | 1 | 1 | 1 | 1
BB-FPV4 | M1-12 | 0 | 0 | 0 | 1 | 1 | 1 | 1
BB-FPV5 | M1-12 | 0 | 0 | 0 | 1 | 1 | 1 | 1
BLG-FPV | M1-12 | 0 | 0 | 1 | 1 | 1 | 1 | 1
CLB-FPV | M1-12 | 0 | 0 | 1 | 1 | 1 | 1 | 1
NP-FPV | M1-12 | 0 | 0 | 1 | 1 | 1 | 1 | 1
RPB-FPV | M1-12 | 0 | 0 | 0 | 1 | 1 | 1 | 1
SND-FPV1 | M1-12 | 0 | 0 | 1 | 1 | 1 | 1 | 1
SND-FPV2 | M1-12 | 0 | 0 | 1 | 1 | 1 | 1 | 1
SND-FPV3 | M1-12 | 0 | 0 | 1 | 1 | 1 | 1 | 1
SND-FPV4 | M1-12 | 0 | 0 | 0 | 1 | 1 | 1 | 1
SND-FPV5 | M1-12 | 0 | 0 | 0 | 1 | 1 | 1 | 1
SND-FPV6 | M1-12 | 0 | 0 | 0 | 1 | 1 | 1 | 1
SND-FPV7 | M1-12 | 0 | 0 | 0 | 0 | 1 | 1 | 1
SRD-FPV2 | M1-12 | 0 | 0 | 1 | 1 | 1 | 1 | 1
SRD-FPV3 | M1-12 | 0 | 0 | 0 | 1 | 1 | 1 | 1
SRK-FPV1 | M1-12 | 0 | 0 | 0 | 1 | 1 | 1 | 1
SRK-FPV2 | M1-12 | 0 | 0 | 0 | 1 | 1 | 1 | 1
UR-FPV2 | M1-12 | 0 | 0 | 1 | 1 | 1 | 1 | 1
UR-FPV3 | M1-12 | 0 | 0 | 0 | 1 | 1 | 1 | 1
UR-FPV4 | M1-12 | 0 | 0 | 0 | 1 | 1 | 1 | 1
VRK-FPV1 | M1-12 | 0 | 0 | 1 | 1 | 1 | 1 | 1
VRK-FPV2 | M1-12 | 0 | 0 | 1 | 1 | 1 | 1 | 1
VRK-FPV3 | M1-12 | 0 | 0 | 0 | 1 | 1 | 1 | 1
VRK-FPV4 | M1-12 | 0 | 0 | 0 | 0 | 1 | 1 | 1
VRK-FPV5 | M1-12 | 0 | 0 | 0 | 0 | 1 | 1 | 1
UR-FPV | M1-12 | 0 | 1 | 1 | 1 | 1 | 1 | 0
SRD-FPV | M1-12 | 1 | 1 | 1 | 1 | 1 | 1 | 0

## MaxCapacity_AllYear
NAME | PATTERN | 2021 | 2025 | 2030 | 2037 | 2040 | 2045 | 2050
BB-H1 | M1-12 | 82.2 | 82.2 | 82.2 | 82.2 | 82.2 | 82.2 | 82.2
BB-H2 | M1-12 | 82.2 | 82.2 | 82.2 | 82.2 | 82.2 | 82.2 | 82.2
BB-H3 | M1-12 | 82.2 | 82.2 | 82.2 | 82.2 | 82.2 | 82.2 | 82.2
BB-H4 | M1-12 | 82.2 | 82.2 | 82.2 | 82.2 | 82.2 | 82.2 | 82.2
BB-H5 | M1-12 | 82.2 | 82.2 | 82.2 | 82.2 | 82.2 | 82.2 | 82.2
BB-H6 | M1-12 | 82.2 | 82.2 | 82.2 | 82.2 | 82.2 | 82.2 | 82.2
BB-H7 | M1-12 | 115 | 115 | 115 | 115 | 115 | 115 | 115
BLG-H1 | M1-12 | 28 | 28 | 28 | 28 | 28 | 28 | 28
BLG-H2 | M1-12 | 28 | 28 | 28 | 28 | 28 | 28 | 28
BLG-H3 | M1-12 | 28 | 28 | 28 | 28 | 28 | 28 | 28
RPB-H1 | M1-12 | 80 | 80 | 80 | 80 | 80 | 80 | 80
RPB-H2 | M1-12 | 80 | 80 | 80 | 80 | 80 | 80 | 80
RPB-H3 | M1-12 | 80 | 80 | 80 | 80 | 80 | 80 | 80
SK-H1 | M1-12 | 125 | 125 | 125 | 125 | 125 | 125 | 125
SK-H2 | M1-12 | 125 | 125 | 125 | 125 | 125 | 125 | 125
SK-H3 | M1-12 | 125 | 125 | 125 | 125 | 125 | 125 | 125
SK-H4 | M1-12 | 125 | 125 | 125 | 125 | 125 | 125 | 125
TN-H1 | M1-12 | 19.5 | 19.5 | 19.5 | 19.5 | 19.5 | 19.5 | 19.5
TN-H2 | M1-12 | 19.5 | 19.5 | 19.5 | 19.5 | 19.5 | 19.5 | 19.5
VRK-H1 | M1-12 | 100 | 100 | 100 | 100 | 100 | 100 | 100
VRK-H2 | M1-12 | 100 | 100 | 100 | 100 | 100 | 100 | 100
VRK-H3 | M1-12 | 100 | 100 | 100 | 100 | 100 | 100 | 100
LTK-P1_4 | M1-12 | 250 | 250 | 250 | 250 | 250 | 250 | 250
BB-H8 | M1-12 | 171 | 171 | 171 | 171 | 171 | 171 | 171
SNR_H | M1-12 | 144 | 144 | 144 | 144 | 144 | 144 | 144
BPK-T3 | M1-12 | 576 | 576 | 576 | 576 | 576 | 576 | 576
BPK-T4 | M1-12 | 576 | 576 | 576 | 576 | 576 | 576 | 576
MMRP-T1 | M1-12 | 600 | 600 | 600 | 600 | 600 | 600 | 600
MM-T8 | M1-12 | 270 | 270 | 270 | 270 | 270 | 270 | 270
MM-T9 | M1-12 | 270 | 270 | 270 | 270 | 270 | 270 | 270
MM-T10 | M1-12 | 270 | 270 | 270 | 270 | 270 | 270 | 270
MM-T11 | M1-12 | 270 | 270 | 270 | 270 | 270 | 270 | 270
MM-T12 | M1-12 | 270 | 270 | 270 | 270 | 270 | 270 | 270
MM-T13 | M1-12 | 270 | 270 | 270 | 270 | 270 | 270 | 270
KA-T1 | M1-12 | 315 | 315 | 315 | 315 | 315 | 315 | 315
BLCP-T1 | M1-12 | 673.25 | 673.25 | 673.25 | 673.25 | 673.25 | 673.25 | 673.25
BLCP-T2 | M1-12 | 673.25 | 673.25 | 673.25 | 673.25 | 673.25 | 673.25 | 673.25
GOC-T1 | M1-12 | 660 | 660 | 660 | 660 | 660 | 660 | 660
RB-T1 | M1-12 | 720 | 720 | 720 | 720 | 720 | 720 | 720
RB-T2 | M1-12 | 720 | 720 | 720 | 720 | 720 | 720 | 720
MMRP-T2 | M1-12 | 600 | 600 | 600 | 600 | 600 | 600 | 600
Ther1 | M1-12 | 1000 | 1000 | 1000 | 1000 | 1000 | 1000 | 1000
Ther2 | M1-12 | 1000 | 1000 | 1000 | 1000 | 1000 | 1000 | 1000
SB-C1 | M1-12 | 316 | 316 | 316 | 316 | 316 | 316 | 316
SB-C2 | M1-12 | 562 | 562 | 562 | 562 | 562 | 562 | 562
NPO-C1 | M1-12 | 325 | 325 | 325 | 325 | 325 | 325 | 325
NPO-C2 | M1-12 | 325 | 325 | 325 | 325 | 325 | 325 | 325
WN-C3 | M1-12 | 686 | 686 | 686 | 686 | 686 | 686 | 686
RB-C1 | M1-12 | 685 | 685 | 685 | 685 | 685 | 685 | 685
RB-C2 | M1-12 | 675 | 675 | 675 | 675 | 675 | 675 | 675
RB-C3 | M1-12 | 681 | 681 | 681 | 681 | 681 | 681 | 681
BPK-C5 | M1-12 | 710 | 710 | 710 | 710 | 710 | 710 | 710
SB-C3 | M1-12 | 710 | 710 | 710 | 710 | 710 | 710 | 710
WN-C4 | M1-12 | 750 | 750 | 750 | 750 | 750 | 750 | 750
CHN-C1 | M1-12 | 710 | 710 | 710 | 710 | 710 | 710 | 710
NB-C1 | M1-12 | 670 | 670 | 670 | 670 | 670 | 670 | 670
GPS-C1 | M1-12 | 700 | 700 | 700 | 700 | 700 | 700 | 700
GPG-C1 | M1-12 | 734 | 734 | 734 | 734 | 734 | 734 | 734
GPG-C2 | M1-12 | 734 | 734 | 734 | 734 | 734 | 734 | 734
RPCL-C1 | M1-12 | 700 | 700 | 700 | 700 | 700 | 700 | 700
RPCL-C2 | M1-12 | 700 | 700 | 700 | 700 | 700 | 700 | 700
GNS-C1 | M1-12 | 800 | 800 | 800 | 800 | 800 | 800 | 800
GNS-C2 | M1-12 | 800 | 800 | 800 | 800 | 800 | 800 | 800
GUT-C1 | M1-12 | 800 | 800 | 800 | 800 | 800 | 800 | 800
GUT-C2 | M1-12 | 800 | 800 | 800 | 800 | 800 | 800 | 800
TECO-C1 | M1-12 | 700 | 700 | 700 | 700 | 700 | 700 | 700
CHN-S21 | M1-12 | 383 | 383 | 383 | 383 | 383 | 383 | 383
CHN-S22 | M1-12 | 383 | 383 | 383 | 383 | 383 | 383 | 383
NB-S21 | M1-12 | 414 | 414 | 414 | 414 | 414 | 414 | 414
NB-S22 | M1-12 | 414 | 414 | 414 | 414 | 414 | 414 | 414
GLOW1 | M1-12 | 356.5 | 356.5 | 356.5 | 356.5 | 356.5 | 356.5 | 356.5
GLOW2 | M1-12 | 356.5 | 356.5 | 356.5 | 356.5 | 356.5 | 356.5 | 356.5
EPEC-S1 | M1-12 | 350 | 350 | 350 | 350 | 350 | 350 | 350
KN-S21 | M1-12 | 465 | 465 | 465 | 465 | 465 | 465 | 465
KN-S22 | M1-12 | 465 | 465 | 465 | 465 | 465 | 465 | 465
BPKRP1-S11 | M1-12 | 693 | 693 | 693 | 693 | 693 | 693 | 693
BPKRP1-S12 | M1-12 | 693 | 693 | 693 | 693 | 693 | 693 | 693
SBRP1-S11 | M1-12 | 610 | 610 | 610 | 610 | 610 | 610 | 610
SBRP1-S12 | M1-12 | 610 | 610 | 610 | 610 | 610 | 610 | 610
GSRC-S11 | M1-12 | 625 | 625 | 625 | 625 | 625 | 625 | 625
GSRC-S12 | M1-12 | 625 | 625 | 625 | 625 | 625 | 625 | 625
GSRC-S21 | M1-12 | 625 | 625 | 625 | 625 | 625 | 625 | 625
GSRC-S22 | M1-12 | 625 | 625 | 625 | 625 | 625 | 625 | 625
GPD-S11 | M1-12 | 625 | 625 | 625 | 625 | 625 | 625 | 625
GPD-S12 | M1-12 | 625 | 625 | 625 | 625 | 625 | 625 | 625
GPD-S21 | M1-12 | 625 | 625 | 625 | 625 | 625 | 625 | 625
GPD-S22 | M1-12 | 625 | 625 | 625 | 625 | 625 | 625 | 625
HK-S1 | M1-12 | 700 | 700 | 700 | 700 | 700 | 700 | 700
HK-S2 | M1-12 | 700 | 700 | 700 | 700 | 700 | 700 | 700
NPO-RP1 | M1-12 | 650 | 650 | 650 | 650 | 650 | 650 | 650
SB1 | M1-12 | 700 | 700 | 700 | 700 | 700 | 700 | 700
SRT1 | M1-12 | 700 | 700 | 700 | 700 | 700 | 700 | 700
SB2 | M1-12 | 700 | 700 | 700 | 700 | 700 | 700 | 700
SB3 | M1-12 | 700 | 700 | 700 | 700 | 700 | 700 | 700
NB | M1-12 | 700 | 700 | 700 | 700 | 700 | 700 | 700
SRT2 | M1-12 | 700 | 700 | 700 | 700 | 700 | 700 | 700
NPS | M1-12 | 540 | 540 | 540 | 540 | 540 | 540 | 540
UNK1 | M1-12 | 700 | 700 | 700 | 700 | 700 | 700 | 700
UNK2 | M1-12 | 700 | 700 | 700 | 700 | 700 | 700 | 700
UNK3 | M1-12 | 700 | 700 | 700 | 700 | 700 | 700 | 700
UNK4 | M1-12 | 700 | 700 | 700 | 700 | 700 | 700 | 700
UNK5 | M1-12 | 700 | 700 | 700 | 700 | 700 | 700 | 700
UNK6 | M1-12 | 700 | 700 | 700 | 700 | 700 | 700 | 700
UNK7 | M1-12 | 700 | 700 | 700 | 700 | 700 | 700 | 700
NB2 | M1-12 | 700 | 700 | 700 | 700 | 700 | 700 | 700
THB-H1 | M1-12 | 107 | 107 | 107 | 107 | 107 | 107 | 107
THB-H2 | M1-12 | 107 | 107 | 107 | 107 | 107 | 107 | 107
THB-H3 | M1-12 | 220 | 220 | 220 | 220 | 220 | 220 | 220
HHO-H1 | M1-12 | 63 | 63 | 63 | 63 | 63 | 63 | 63
HHO-H2 | M1-12 | 63 | 63 | 63 | 63 | 63 | 63 | 63
NTN2-H1 | M1-12 | 237 | 237 | 237 | 237 | 237 | 237 | 237
NTN2-H2 | M1-12 | 237 | 237 | 237 | 237 | 237 | 237 | 237
NTN2-H3 | M1-12 | 237 | 237 | 237 | 237 | 237 | 237 | 237
NTN2-H4 | M1-12 | 237 | 237 | 237 | 237 | 237 | 237 | 237
NNG2-H1 | M1-12 | 198.867 | 198.867 | 198.867 | 198.867 | 198.867 | 198.867 | 198.867
NNG2-H2 | M1-12 | 198.867 | 198.867 | 198.867 | 198.867 | 198.867 | 198.867 | 198.867
NNG2-H3 | M1-12 | 198.867 | 198.867 | 198.867 | 198.867 | 198.867 | 198.867 | 198.867
XP-H | M1-12 | 354 | 354 | 354 | 354 | 354 | 354 | 354
HSA-T1 | M1-12 | 491 | 491 | 491 | 491 | 491 | 491 | 491
HSA-T2 | M1-12 | 491 | 491 | 491 | 491 | 491 | 491 | 491
HSA-T3 | M1-12 | 491 | 491 | 491 | 491 | 491 | 491 | 491
TNB | M1-12 | 300 | 300 | 300 | 300 | 300 | 300 | 300
NNG-H1 | M1-12 | 134.5 | 134.5 | 134.5 | 134.5 | 134.5 | 134.5 | 134.5
NNG-H2 | M1-12 | 134.5 | 134.5 | 134.5 | 134.5 | 134.5 | 134.5 | 134.5
XYB-H1 | M1-12 | 174.3 | 174.3 | 174.3 | 174.3 | 174.3 | 174.3 | 174.3
XYB-H2 | M1-12 | 174.3 | 174.3 | 174.3 | 174.3 | 174.3 | 174.3 | 174.3
XYB-H3 | M1-12 | 174.3 | 174.3 | 174.3 | 174.3 | 174.3 | 174.3 | 174.3
XYB-H4 | M1-12 | 174.3 | 174.3 | 174.3 | 174.3 | 174.3 | 174.3 | 174.3
XYB-H5 | M1-12 | 174.3 | 174.3 | 174.3 | 174.3 | 174.3 | 174.3 | 174.3
XYB-H6 | M1-12 | 174.3 | 174.3 | 174.3 | 174.3 | 174.3 | 174.3 | 174.3
XYB-H7 | M1-12 | 174.3 | 174.3 | 174.3 | 174.3 | 174.3 | 174.3 | 174.3
NTN1-H1 | M1-12 | 514.3 | 514.3 | 514.3 | 514.3 | 514.3 | 514.3 | 514.3
Import-H1 | M1-12 | 700 | 700 | 700 | 700 | 700 | 700 | 700
Import-H2 | M1-12 | 700 | 700 | 700 | 700 | 700 | 700 | 700
Import-H3 | M1-12 | 700 | 700 | 700 | 700 | 700 | 700 | 700
Import-H4 | M1-12 | 700 | 700 | 700 | 700 | 700 | 700 | 700
Import-H5 | M1-12 | 700 | 700 | 700 | 700 | 700 | 700 | 700
MH-D | M1-12 | 4.4 | 4.4 | 4.4 | 4.4 | 4.4 | 4.4 | 4.4
SUK-D | M1-12 | 8 | 8 | 8 | 8 | 8 | 8 | 8
BTN-D | M1-12 | 8 | 8 | 8 | 8 | 8 | 8 | 8
BTG-D | M1-12 | 10 | 10 | 10 | 10 | 10 | 10 | 10
GE-F1 | M1-12 | 60 | 30 | 30 | 30 | 30 | 30 | 30
GE-F2 | M1-12 | 60 | 30 | 30 | 30 | 30 | 30 | 30
TPT-F | M1-12 | 9.5 | 9.5 | 9.5 | 9.5 | 9.5 | 9.5 | 9.5
PTC-F | M1-12 | 32 | 30 | 30 | 30 | 30 | 30 | 30
GS1-F1 | M1-12 | 55 | 30 | 30 | 30 | 30 | 30 | 30
TOP-F | M1-12 | 41 | 30 | 30 | 30 | 30 | 30 | 30
ABP1-F | M1-12 | 60 | 30 | 30 | 30 | 30 | 30 | 30
GS1-F2 | M1-12 | 55 | 30 | 30 | 30 | 30 | 30 | 30
BCC-F | M1-12 | 60 | 30 | 30 | 30 | 30 | 30 | 30
NPS-F1 | M1-12 | 90 | 27 | 27 | 27 | 27 | 27 | 27
GS2-F1 | M1-12 | 60 | 30 | 30 | 30 | 30 | 30 | 30
SHC-F | M1-12 | 90 | 30 | 30 | 30 | 30 | 30 | 30
GS2-F2 | M1-12 | 60 | 30 | 30 | 30 | 30 | 30 | 30
RP-F1 | M1-12 | 90 | 30 | 30 | 30 | 30 | 30 | 30
NPS-F2 | M1-12 | 90 | 30 | 30 | 30 | 30 | 30 | 30
SMC-F | M1-12 | 90 | 30 | 30 | 30 | 30 | 30 | 30
GS3-F1 | M1-12 | 90 | 30 | 30 | 30 | 30 | 30 | 30
GS3-F2 | M1-12 | 90 | 30 | 30 | 30 | 30 | 30 | 30
GS11-F | M1-12 | 90 | 30 | 30 | 30 | 30 | 30 | 30
NKC-F | M1-12 | 0 | 30 | 30 | 30 | 30 | 30 | 30
BPL1-F | M1-12 | 60 | 30 | 30 | 30 | 30 | 30 | 30
ABP2-F | M1-12 | 90 | 30 | 30 | 30 | 30 | 30 | 30
EGC-F | M1-12 | 60 | 30 | 30 | 30 | 30 | 30 | 30
SPG-F1 | M1-12 | 90 | 90 | 90 | 90 | 90 | 90 | 90
GE-F3 | M1-12 | 74 | 74 | 74 | 74 | 74 | 74 | 74
ABP3-F | M1-12 | 90 | 90 | 90 | 90 | 90 | 90 | 90
GS11-F2 | M1-12 | 90 | 90 | 90 | 90 | 90 | 90 | 90
GKP1-F | M1-12 | 90 | 90 | 90 | 90 | 90 | 90 | 90
GKP2-F | M1-12 | 90 | 90 | 90 | 90 | 90 | 90 | 90
GTLC-F | M1-12 | 90 | 90 | 90 | 90 | 90 | 90 | 90
GNNK-F | M1-12 | 90 | 90 | 90 | 90 | 90 | 90 | 90
GNLL-F | M1-12 | 90 | 90 | 90 | 90 | 90 | 90 | 90
ABR2-F | M1-12 | 90 | 90 | 90 | 90 | 90 | 90 | 90
BIC-F | M1-12 | 90 | 90 | 90 | 90 | 90 | 90 | 90
GCRN-F | M1-12 | 90 | 90 | 90 | 90 | 90 | 90 | 90
RC-F | M1-12 | 90 | 90 | 90 | 90 | 90 | 90 | 90
GNK2-F | M1-12 | 90 | 90 | 90 | 90 | 90 | 90 | 90
RP-F2 | M1-12 | 90 | 90 | 90 | 90 | 90 | 90 | 90
ABR1-F | M1-12 | 90 | 90 | 90 | 90 | 90 | 90 | 90
RBW-F1 | M1-12 | 90 | 90 | 90 | 90 | 90 | 90 | 90
RBW-F2 | M1-12 | 90 | 90 | 90 | 90 | 90 | 90 | 90
BIP1-F | M1-12 | 90 | 90 | 90 | 90 | 90 | 90 | 90
ABP4-F | M1-12 | 90 | 90 | 90 | 90 | 90 | 90 | 90
BIP2-F | M1-12 | 90 | 90 | 90 | 90 | 90 | 90 | 90
PPT-F | M1-12 | 90 | 90 | 90 | 90 | 90 | 90 | 90
TOPS-F1 | M1-12 | 90 | 90 | 90 | 90 | 90 | 90 | 90
ATP-F | M1-12 | 90 | 90 | 90 | 90 | 90 | 90 | 90
TOPS-F2 | M1-12 | 90 | 90 | 90 | 90 | 90 | 90 | 90
ENV-F | M1-12 | 90 | 90 | 90 | 90 | 90 | 90 | 90
ABP5-F | M1-12 | 90 | 90 | 90 | 90 | 90 | 90 | 90
BPW1-F | M1-12 | 90 | 90 | 90 | 90 | 90 | 90 | 90
SSUT-F2 | M1-12 | 90 | 90 | 90 | 90 | 90 | 90 | 90
SSUT-F1 | M1-12 | 90 | 90 | 90 | 90 | 90 | 90 | 90
AAA-F | M1-12 | 90 | 90 | 90 | 90 | 90 | 90 | 90
GVTP-F | M1-12 | 90 | 90 | 90 | 90 | 90 | 90 | 90
RP-F3 | M1-12 | 90 | 90 | 90 | 90 | 90 | 90 | 90
BIC-F2 | M1-12 | 90 | 90 | 90 | 90 | 90 | 90 | 90
GTS1-F | M1-12 | 90 | 90 | 90 | 90 | 90 | 90 | 90
KGLU-F | M1-12 | 90 | 90 | 90 | 90 | 90 | 90 | 90
GTS2-F | M1-12 | 90 | 90 | 90 | 90 | 90 | 90 | 90
BPU-F1 | M1-12 | 90 | 90 | 90 | 90 | 90 | 90 | 90
BPU-F2 | M1-12 | 90 | 90 | 90 | 90 | 90 | 90 | 90
GTS3-F | M1-12 | 90 | 90 | 90 | 90 | 90 | 90 | 90
IRPP-F1 | M1-12 | 90 | 90 | 90 | 90 | 90 | 90 | 90
IRPP-F2 | M1-12 | 90 | 90 | 90 | 90 | 90 | 90 | 90
GTS4-F | M1-12 | 90 | 90 | 90 | 90 | 90 | 90 | 90
GNC-F | M1-12 | 90 | 90 | 90 | 90 | 90 | 90 | 90
ABR3-F | M1-12 | 90 | 90 | 90 | 90 | 90 | 90 | 90
ABR4-F | M1-12 | 90 | 90 | 90 | 90 | 90 | 90 | 90
ABR5-F | M1-12 | 90 | 90 | 90 | 90 | 90 | 90 | 90
GBL-F | M1-12 | 90 | 90 | 90 | 90 | 90 | 90 | 90
GBP-F | M1-12 | 90 | 90 | 90 | 90 | 90 | 90 | 90
GNLL2-F | M1-12 | 90 | 90 | 90 | 90 | 90 | 90 | 90
GNPM-F | M1-12 | 90 | 90 | 90 | 90 | 90 | 90 | 90
GNRV1-F | M1-12 | 90 | 90 | 90 | 90 | 90 | 90 | 90
RCC-F | M1-12 | 90 | 90 | 90 | 90 | 90 | 90 | 90
GNRV2-F | M1-12 | 90 | 90 | 90 | 90 | 90 | 90 | 90
DFE-F | M1-12 | 4.5 | 4.5 | 4.5 | 4.5 | 4.5 | 4.5 | 4.5
GCC-F | M1-12 | 90 | 30 | 30 | 30 | 30 | 30 | 30
NVE-F | M1-12 | 90 | 90 | 90 | 90 | 90 | 90 | 90
ABPR3-F | M1-12 | 90 | 90 | 90 | 90 | 90 | 90 | 90
ABPR4-F | M1-12 | 90 | 90 | 90 | 90 | 90 | 90 | 90
SPG-F2 | M1-12 | 90 | 90 | 90 | 90 | 90 | 90 | 90
ABPR5-F | M1-12 | 90 | 90 | 90 | 90 | 90 | 90 | 90
BPR1-F | M1-12 | 90 | 90 | 90 | 90 | 90 | 90 | 90
BPR2-F | M1-12 | 90 | 90 | 90 | 90 | 90 | 90 | 90
BPC-F | M1-12 | 90 | 90 | 90 | 90 | 90 | 90 | 90
NP3-F | M1-12 | 41 | 41 | 41 | 41 | 41 | 41 | 41
NP2-F | M1-12 | 8 | 8 | 8 | 8 | 8 | 8 | 8
BMP-F | M1-12 | 5 | 5 | 5 | 5 | 5 | 5 | 5
REG-F | M1-12 | 8.8 | 8.8 | 8.8 | 8.8 | 8.8 | 8.8 | 8.8
NP5-F | M1-12 | 50 | 50 | 50 | 50 | 50 | 50 | 50
NP11-F | M1-12 | 25 | 25 | 25 | 25 | 25 | 25 | 25
MPBD-F1 | M1-12 | 27 | 27 | 27 | 27 | 27 | 27 | 27
MPB-F1 | M1-12 | 29 | 29 | 29 | 29 | 29 | 29 | 29
ATB-F | M1-12 | 20 | 20 | 20 | 20 | 20 | 20 | 20
GYG-F | M1-12 | 20.2 | 20.2 | 20.2 | 20.2 | 20.2 | 20.2 | 20.2
KKS-F | M1-12 | 20 | 20 | 20 | 20 | 20 | 20 | 20
MGP-F | M1-12 | 8 | 8 | 8 | 8 | 8 | 8 | 8
SGE-F | M1-12 | 8.8 | 8.8 | 8.8 | 8.8 | 8.8 | 8.8 | 8.8
MPBD-F2 | M1-12 | 10.8 | 10.8 | 10.8 | 10.8 | 10.8 | 10.8 | 10.8
MPB-F2 | M1-12 | 10 | 10 | 10 | 10 | 10 | 10 | 10
MGB-F | M1-12 | 15.5 | 15.5 | 15.5 | 15.5 | 15.5 | 15.5 | 15.5
KHB-F | M1-12 | 22 | 22 | 22 | 22 | 22 | 22 | 22
BYB-F | M1-12 | 25 | 25 | 25 | 25 | 25 | 25 | 25
MPBL-F2 | M1-12 | 21 | 21 | 21 | 21 | 21 | 21 | 21
SBM-F | M1-12 | 6.5 | 6.5 | 6.5 | 6.5 | 6.5 | 6.5 | 6.5
UTGP-F | M1-12 | 24 | 24 | 24 | 24 | 24 | 24 | 24
NP5-F2 | M1-12 | 25 | 25 | 25 | 25 | 25 | 25 | 25
HybridFirm-F_CAC_N | M1-12 | 12 | 12 | 12 | 12 | 12 | 12 | 12
HybridFirm-F_CAC_E | M1-12 | 16 | 16 | 16 | 16 | 16 | 16 | 16
HybridFirm-F_NAC | M1-12 | 47.6 | 47.6 | 47.6 | 47.6 | 47.6 | 47.6 | 47.6
HybridFirm-F_NEC | M1-12 | 41.3 | 41.3 | 41.3 | 41.3 | 41.3 | 41.3 | 41.3
HybridFirm-F_SAC | M1-12 | 43 | 43 | 43 | 43 | 43 | 43 | 43
BIOMASS_CAC_E | M1-12 | 20 | 20 | 20 | 20 | 20 | 20 | 20
BIOMASS_CAC_N | M1-12 | 78 | 78 | 78 | 78 | 78 | 78 | 78
BIOMASS_CAC_W | M1-12 | 30 | 30 | 30 | 30 | 30 | 30 | 30
BIOMASS_NAC | M1-12 | 160 | 160 | 160 | 160 | 160 | 160 | 160
BIOMASS_NEC | M1-12 | 93 | 113 | 113 | 113 | 113 | 113 | 113
BIOMASS_SAC | M1-12 | 41.62 | 41.62 | 41.62 | 41.62 | 41.62 | 41.62 | 41.62
Biogas_CAC_N | M1-12 | 12 | 12 | 12 | 12 | 12 | 12 | 12
Biogas_CAC_E | M1-12 | 0 | 0 | 0 | 0 | 0 | 0 | 0
Biogas_NAC | M1-12 | 1.723 | 1.723 | 1.723 | 1.723 | 1.723 | 1.723 | 1.723
Wind_CAC_E | M1-12 | 0 | 0 | 0 | 60 | 60 | 60 | 60
Wind_CAC_N | M1-12 | 180 | 180 | 180 | 180 | 180 | 180 | 180
Wind_CAC_W | M1-12 | 0.95 | 271 | 271 | 565 | 565 | 565 | 565
Wind_NAC | M1-12 | 60 | 60 | 60 | 295 | 295 | 295 | 295
Wind_MAC | M1-12 | 0 | 0 | 0 | 0 | 0 | 0 | 0
Wind_SAC | M1-12 | 146.9074 | 148.1924 | 148.1924 | 385.1924 | 385.1924 | 385.1924 | 385.1924
Wind_NEC | M1-12 | 1114.4 | 1114.5 | 1114.5 | 1503.5 | 1503.5 | 1503.5 | 1503.5
Garbage_CAC_E | M1-12 | 0 | 0 | 0 | 0 | 0 | 0 | 0
Garbage_CAC_N | M1-12 | 163 | 182.54 | 182.54 | 182.54 | 182.54 | 182.54 | 182.54
Garbage_CAC_W | M1-12 | 0 | 0 | 0 | 0 | 0 | 0 | 0
Garbage_NAC | M1-12 | 0 | 0 | 0 | 0 | 0 | 0 | 0
Garbage_MAC | M1-12 | 0 | 0 | 0 | 0 | 0 | 0 | 0
Garbage_SAC | M1-12 | 0 | 0 | 0 | 0 | 0 | 0 | 0
Garbage_NEC | M1-12 | 0 | 0 | 0 | 0 | 0 | 0 | 0
Solar_CAC_E | M1-12 | 0.0195 | 0.0195 | 0.0195 | 0.0195 | 0.0195 | 0.0195 | 0.0195
Solar_CAC_N | M1-12 | 136 | 136 | 136 | 136 | 136 | 136 | 136
Solar_CAC_W | M1-12 | 5 | 5 | 5 | 5 | 5 | 5 | 5
Solar_NAC | M1-12 | 270.514 | 270.514 | 270.514 | 270.514 | 270.514 | 270.514 | 270.514
Solar_MAC | M1-12 | 30 | 30 | 30 | 30 | 30 | 30 | 30
Solar_SAC | M1-12 | 0.008 | 0.008 | 0.008 | 0.008 | 0.008 | 0.008 | 0.008
Solar_NEC | M1-12 | 1.26 | 1.26 | 1.26 | 1.26 | 1.26 | 1.26 | 1.26
Hydro_CAC_E | M1-12 | 22.2 | 22.2 | 22.2 | 24.52 | 24.52 | 24.52 | 24.52
Hydro_CAC_N | M1-12 | 16.7 | 16.7 | 16.7 | 18.2 | 18.2 | 18.2 | 18.2
Hydro_CAC_W | M1-12 | 31.1 | 31.1 | 32.6 | 32.6 | 32.6 | 32.6 | 32.6
Hydro_NAC | M1-12 | 67.32 | 83.32 | 95.57 | 132.57 | 132.57 | 132.57 | 132.57
Hydro_MAC | M1-12 | 0 | 0 | 0 | 0 | 0 | 0 | 0
Hydro_SAC | M1-12 | 1.275 | 1.275 | 1.275 | 3.28 | 3.28 | 3.28 | 3.28
Hydro_NEC | M1-12 | 109.51 | 113.51 | 117.51 | 119.76 | 119.76 | 119.76 | 119.76
Run of river_NEC | M1-12 | 136 | 136 | 136 | 136 | 136 | 136 | 136
Geothermal_NAC | M1-12 | 0.3 | 0.3 | 0.3 | 0.3 | 0.3 | 0.3 | 0.3
Import coal_CAC_E | M1-12 | 0 | 0 | 0 | 0 | 0 | 0 | 0
Import coal_CAC_N | M1-12 | 0 | 0 | 0 | 0 | 0 | 0 | 0
Import coal_CAC_W | M1-12 | 0 | 0 | 0 | 0 | 0 | 0 | 0
Import coal_NAC | M1-12 | 0 | 0 | 0 | 0 | 0 | 0 | 0
Import coal_MAC | M1-12 | 8 | 8 | 8 | 8 | 8 | 8 | 8
Import coal_SAC | M1-12 | 0 | 0 | 0 | 0 | 0 | 0 | 0
Import coal_NEC | M1-12 | 0 | 0 | 0 | 0 | 0 | 0 | 0
Natural gas_CAC_E | M1-12 | 205 | 205 | 205 | 205 | 205 | 205 | 205
Natural gas_CAC_N | M1-12 | 0 | 0 | 0 | 0 | 0 | 0 | 0
Natural gas_CAC_W | M1-12 | 0 | 0 | 0 | 0 | 0 | 0 | 0
Natural gas_NAC | M1-12 | 0 | 0 | 0 | 0 | 0 | 0 | 0
Natural gas_MAC | M1-12 | 65 | 65 | 65 | 65 | 65 | 65 | 65
Natural gas_SAC | M1-12 | 0 | 0 | 0 | 0 | 0 | 0 | 0
Natural gas_NEC | M1-12 | 0 | 0 | 0 | 0 | 0 | 0 | 0
NPO-C1_GT | M1-12 | 110 | 110 | 110 | 110 | 110 | 110 | 110
NPO-C2_GT | M1-12 | 110 | 110 | 110 | 110 | 110 | 110 | 110
RB-C1_GT | M1-12 | 212 | 212 | 212 | 212 | 212 | 212 | 212
RB-C2_GT | M1-12 | 209 | 209 | 209 | 209 | 209 | 209 | 209
RB-C3_GT | M1-12 | 214 | 214 | 214 | 214 | 214 | 214 | 214
SB-C1_GT | M1-12 | 100 | 100 | 100 | 100 | 100 | 100 | 100
SB-C2_GT | M1-12 | 187 | 187 | 187 | 187 | 187 | 187 | 187
WN-C3_GT | M1-12 | 223 | 223 | 223 | 223 | 223 | 223 | 223
BB-FPV1 | M1-12 | 158 | 158 | 158 | 158 | 158 | 158 | 158
BB-FPV2 | M1-12 | 300 | 300 | 300 | 300 | 300 | 300 | 300
BB-FPV3 | M1-12 | 520 | 520 | 520 | 520 | 520 | 520 | 520
BB-FPV4 | M1-12 | 330 | 330 | 330 | 330 | 330 | 330 | 330
BB-FPV5 | M1-12 | 418 | 418 | 418 | 418 | 418 | 418 | 418
BLG-FPV | M1-12 | 7 | 7 | 7 | 7 | 7 | 7 | 7
CLB-FPV | M1-12 | 40 | 40 | 40 | 40 | 40 | 40 | 40
NP-FPV | M1-12 | 30 | 30 | 30 | 30 | 30 | 30 | 30
RPB-FPV | M1-12 | 240 | 240 | 240 | 240 | 240 | 240 | 240
SND-FPV1 | M1-12 | 140 | 140 | 140 | 140 | 140 | 140 | 140
SND-FPV2 | M1-12 | 300 | 300 | 300 | 300 | 300 | 300 | 300
SND-FPV3 | M1-12 | 380 | 380 | 380 | 380 | 380 | 380 | 380
SND-FPV4 | M1-12 | 900 | 900 | 900 | 900 | 900 | 900 | 900
SND-FPV5 | M1-12 | 550 | 550 | 550 | 550 | 550 | 550 | 550
SND-FPV6 | M1-12 | 770 | 770 | 770 | 770 | 770 | 770 | 770
SND-FPV7 | M1-12 | 770 | 770 | 770 | 770 | 770 | 770 | 770
SRD-FPV2 | M1-12 | 420 | 420 | 420 | 420 | 420 | 420 | 420
SRD-FPV3 | M1-12 | 990 | 990 | 990 | 990 | 990 | 990 | 990
SRK-FPV1 | M1-12 | 900 | 900 | 900 | 900 | 900 | 900 | 900
SRK-FPV2 | M1-12 | 528 | 528 | 528 | 528 | 528 | 528 | 528
UR-FPV2 | M1-12 | 540 | 540 | 540 | 540 | 540 | 540 | 540
UR-FPV3 | M1-12 | 165 | 165 | 165 | 165 | 165 | 165 | 165
UR-FPV4 | M1-12 | 275 | 275 | 275 | 275 | 275 | 275 | 275
VRK-FPV1 | M1-12 | 50 | 50 | 50 | 50 | 50 | 50 | 50
VRK-FPV2 | M1-12 | 40 | 40 | 40 | 40 | 40 | 40 | 40
VRK-FPV3 | M1-12 | 250 | 250 | 250 | 250 | 250 | 250 | 250
VRK-FPV4 | M1-12 | 165 | 165 | 165 | 165 | 165 | 165 | 165
VRK-FPV5 | M1-12 | 165 | 165 | 165 | 165 | 165 | 165 | 165
UR-FPV | M1-12 | 24 | 24 | 24 | 24 | 24 | 24 | 24
SRD-FPV | M1-12 | 45 | 45 | 45 | 45 | 45 | 45 | 45

## UncommitedUnits
Naem | Region | Class
Ther1 | CAC-E | Coal-New
Ther2 | SAC | Coal-New
UNK1 | NEC | CCGT-New
UNK2 | NEC | CCGT-New
UNK3 | CAC-N | CCGT-New
UNK4 | SAC | CCGT-New
UNK5 | MAC | CCGT-New
UNK6 | CAC-E | CCGT-New
UNK7 | CAC-E | CCGT-New

## VSPPUnits_AllYear
NAME | PATTERN | 2021 | 2025 | 2030 | 2037 | 2040 | 2045 | 2050
VSPP_IPS_SPPbiogas_CAC-E | M1-12 | 18.47 | 122 | 122 | 180 | 180 | 180 | 180
VSPP_IPS_SPPbiogas_CAC-N | M1-12 | 87.17 | 155 | 155 | 178 | 178 | 178 | 178
VSPP_IPS_SPPbiogas_CAC-W | M1-12 | 38.9 | 253 | 253 | 291 | 291 | 291 | 291
VSPP_IPS_SPPbiogas_MAC | M1-12 | 0 | 7 | 7 | 15 | 15 | 15 | 15
VSPP_IPS_SPPbiogas_NAC | M1-12 | 12.692 | 130 | 130 | 176 | 176 | 176 | 176
VSPP_IPS_SPPbiogas_NEC | M1-12 | 89.09 | 202 | 202 | 327 | 327 | 327 | 327
VSPP_IPS_SPPbiogas_SAC | M1-12 | 68.943 | 266 | 266 | 368 | 368 | 368 | 368
VSPP_IPS_SPPbiomass_CAC-E | M1-12 | 53 | 99 | 103 | 213 | 213 | 213 | 213
VSPP_IPS_SPPbiomass_CAC-N | M1-12 | 121.2 | 293 | 272.2 | 418 | 418 | 418 | 418
VSPP_IPS_SPPbiomass_CAC-W | M1-12 | 138.73 | 299 | 287 | 441 | 441 | 441 | 441
VSPP_IPS_SPPbiomass_MAC | M1-12 | 0 | 5 | 5 | 9 | 9 | 9 | 9
VSPP_IPS_SPPbiomass_NAC | M1-12 | 226.11 | 291 | 298 | 1019 | 1019 | 1019 | 1019
VSPP_IPS_SPPbiomass_NEC | M1-12 | 370.91 | 371 | 349 | 1264 | 1264 | 1264 | 1264
VSPP_IPS_SPPbiomass_SAC | M1-12 | 192.4 | 426 | 426 | 524 | 524 | 524 | 524
VSPP_IPS_SPPcoal_CAC-E | M1-12 | 23.99 | 19 | 19 | 19 | 19 | 19 | 19
VSPP_IPS_SPPcoal_CAC-N | M1-12 | 9.8 | 3 | 3 | 3 | 3 | 3 | 3
VSPP_IPS_SPPcoal_CAC-W | M1-12 | 15 | 10 | 10 | 10 | 10 | 10 | 10
VSPP_IPS_SPPee_CAC-E | M1-12 | 0 | 0 | 0 | 0 | 0 | 0 | 0
VSPP_IPS_SPPee_CAC-N | M1-12 | 0 | 0 | 0 | 0 | 0 | 0 | 0
VSPP_IPS_SPPee_CAC-W | M1-12 | 0 | 0 | 0 | 0 | 0 | 0 | 0
VSPP_IPS_SPPee_MAC | M1-12 | 0 | 0 | 0 | 0 | 0 | 0 | 0
VSPP_IPS_SPPee_NAC | M1-12 | 0 | 0 | 0 | 0 | 0 | 0 | 0
VSPP_IPS_SPPee_NEC | M1-12 | 0 | 0 | 0 | 0 | 0 | 0 | 0
VSPP_IPS_SPPee_SAC | M1-12 | 0 | 0 | 0 | 0 | 0 | 0 | 0
VSPP_IPS_SPPgarbage_CAC-E | M1-12 | 33.3 | 72 | 72 | 79 | 79 | 79 | 79
VSPP_IPS_SPPgarbage_CAC-N | M1-12 | 22.3 | 60 | 60 | 60 | 60 | 60 | 60
VSPP_IPS_SPPgarbage_CAC-W | M1-12 | 48.21 | 92 | 92 | 98 | 98 | 98 | 98
VSPP_IPS_SPPgarbage_MAC | M1-12 | 27.6 | 155 | 155 | 155 | 155 | 155 | 155
VSPP_IPS_SPPgarbage_NAC | M1-12 | 17.53 | 88 | 88 | 91 | 91 | 91 | 91
VSPP_IPS_SPPgarbage_NEC | M1-12 | 5.02 | 56 | 56 | 70 | 70 | 70 | 70
VSPP_IPS_SPPgarbage_SAC | M1-12 | 23.9 | 79 | 79 | 93 | 93 | 93 | 93
VSPP_IPS_SPPhydro_MAC | M1-12 | 0.8 | 1 | 1 | 1 | 1 | 1 | 1
VSPP_IPS_SPPhydro_NAC | M1-12 | 19.83 | 15 | 15 | 15 | 15 | 15 | 15
VSPP_IPS_SPPhydro_NEC | M1-12 | 5.35 | 12 | 12 | 12 | 12 | 12 | 12
VSPP_IPS_SPPnaturalgas_CAC-N | M1-12 | 9.8 | 7 | 7 | 7 | 7 | 7 | 7
VSPP_IPS_SPPnaturalgas_MAC | M1-12 | 24.7 | 25 | 25 | 25 | 25 | 25 | 25
DPV_CAC-E | M1-12 | 475.5945 | 558 | 1074 | 1848 | 1848 | 1848 | 1848
DPV_CAC-N | M1-12 | 400.36 | 539 | 806 | 1205 | 1205 | 1205 | 1205
DPV_CAC-W | M1-12 | 679.0702 | 831 | 1116 | 1542 | 1542 | 1542 | 1542
DPV_MAC | M1-12 | 101.3471 | 128 | 1170 | 2730 | 2730 | 2730 | 2730
DPV_NAC | M1-12 | 268.81 | 353 | 803 | 1477 | 1477 | 1477 | 1477
DPV_NEC | M1-12 | 445.1079 | 528 | 1033 | 1789 | 1789 | 1789 | 1789
DPV_SAC | M1-12 | 40.97 | 148 | 483 | 984 | 984 | 984 | 984