45.1.b Geothermal DH, 2000m, E | Geothermal plant, electric heat pump, 2000m. DH temperature 80/40 degree - renewable heat - geothermal - medium | Geothermal plant, electric heat pump, 2000m. DH temperature 80/40 degree | renewable heat | geothermal | medium | Financial data | Nominal investment (equipment) [2015-MEUR/MW_h] | Nominal investment | equipment | MEUR/MW_h | 2015 |  | [2, 4] | ctrl | 2030 | 1.864
45.1.b Geothermal DH, 2000m, E | Geothermal plant, electric heat pump, 2000m. DH temperature 80/40 degree - renewable heat - geothermal - medium | Geothermal plant, electric heat pump, 2000m. DH temperature 80/40 degree | renewable heat | geothermal | medium | Financial data | Nominal investment (equipment) [2015-MEUR/MW_h] | Nominal investment | equipment | MEUR/MW_h | 2015 |  | [2, 4] | ctrl | 2040 | 1.8058
45.1.b Geothermal DH, 2000m, E | Geothermal plant, electric heat pump, 2000m. DH temperature 80/40 degree - renewable heat - geothermal - medium | Geothermal plant, electric heat pump, 2000m. DH temperature 80/40 degree | renewable heat | geothermal | medium | Financial data | Nominal investment (equipment) [2015-MEUR/MW_h] | Nominal investment | equipment | MEUR/MW_h | 2015 |  | [2, 4] | ctrl | 2050 | 1.7475
45.1.b Geothermal DH, 2000m, E | Geothermal plant, electric heat pump, 2000m. DH temperature 80/40 degree - renewable heat - geothermal - medium | Geothermal plant, electric heat pump, 2000m. DH temperature 80/40 degree | renewable heat | geothermal | medium | Financial data | Nominal investment (equipment) [2015-MEUR/MW_h] | Nominal investment | equipment | MEUR/MW_h | 2015 |  | [2, 4] | lower | 2050 | 1.0349
45.1.b Geothermal DH, 2000m, E | Geothermal plant, electric heat pump, 2000m. DH temperature 80/40 degree - renewable heat - geothermal - medium | Geothermal plant, electric heat pump, 2000m. DH temperature 80/40 degree | renewable heat | geothermal | medium | Financial data | Nominal investment (equipment) [2015-MEUR/MW_h] | Nominal investment | equipment | MEUR/MW_h | 2015 |  | [2, 4] | upper | 2050 | 2.5713
45.1.b Geothermal DH, 2000m, E | Geothermal plant, electric heat pump, 2000m. DH temperature 80/40 degree - renewable heat - geothermal - medium | Geothermal plant, electric heat pump, 2000m. DH temperature 80/40 degree | renewable heat | geothermal | medium | Financial data | Nominal investment (heatpump, installation incl) [2015-MEUR/MW_h] | Nominal investment | heatpump, installation incl | MEUR/MW_h | 2015 | [J, K] |  | ctrl | 2020 | 0.24212
45.1.b Geothermal DH, 2000m, E | Geothermal plant, electric heat pump, 2000m. DH temperature 80/40 degree - renewable heat - geothermal - medium | Geothermal plant, electric heat pump, 2000m. DH temperature 80/40 degree | renewable heat | geothermal | medium | Financial data | Nominal investment (heatpump, installation incl) [2015-MEUR/MW_h] | Nominal investment | heatpump, installation incl | MEUR/MW_h | 2015 | [J, K] |  | ctrl | 2025 | 0.24139
45.1.b Geothermal DH, 2000m, E | Geothermal plant, electric heat pump, 2000m. DH temperature 80/40 degree - renewable heat - geothermal - medium | Geothermal plant, electric heat pump, 2000m. DH temperature 80/40 degree | renewable heat | geothermal | medium | Financial data | Nominal investment (heatpump, installation incl) [2015-MEUR/MW_h] | Nominal investment | heatpump, installation incl | MEUR/MW_h | 2015 | [J, K] |  | lower | 2025 | 0.17241
45.1.b Geothermal DH, 2000m, E | Geothermal plant, electric heat pump, 2000m. DH temperature 80/40 degree - renewable heat - geothermal - medium | Geothermal plant, electric heat pump, 2000m. DH temperature 80/40 degree | renewable heat | geothermal | medium | Financial data | Nominal investment (heatpump, installation incl) [2015-MEUR/MW_h] | Nominal investment | heatpump, installation incl | MEUR/MW_h | 2015 | [J, K] |  | upper | 2025 | 0.34449
45.1.b Geothermal DH, 2000m, E | Geothermal plant, electric heat pump, 2000m. DH temperature 80/40 degree - renewable heat - geothermal - medium | Geothermal plant, electric heat pump, 2000m. DH temperature 80/40 degree | renewable heat | geothermal | medium | Financial data | Nominal investment (heatpump, installation incl) [2015-MEUR/MW_h] | Nominal investment | heatpump, installation incl | MEUR/MW_h | 2015 | [J, K] |  | ctrl | 2030 | 0.20631
45.1.b Geothermal DH, 2000m, E | Geothermal plant, electric heat pump, 2000m. DH temperature 80/40 degree - renewable heat - geothermal - medium | Geothermal plant, electric heat pump, 2000m. DH temperature 80/40 degree | renewable heat | geothermal | medium | Financial data | Nominal investment (heatpump, installation incl) [2015-MEUR/MW_h] | Nominal investment | heatpump, installation incl | MEUR/MW_h | 2015 | [J, K] |  | ctrl | 2040 | 0.20519
45.1.b Geothermal DH, 2000m, E | Geothermal plant, electric heat pump, 2000m. DH temperature 80/40 degree - renewable heat - geothermal - medium | Geothermal plant, electric heat pump, 2000m. DH temperature 80/40 degree | renewable heat | geothermal | medium | Financial data | Nominal investment (heatpump, installation incl) [2015-MEUR/MW_h] | Nominal investment | heatpump, installation incl | MEUR/MW_h | 2015 | [J, K] |  | ctrl | 2050 | 0.20466
45.1.b Geothermal DH, 2000m, E | Geothermal plant, electric heat pump, 2000m. DH temperature 80/40 degree - renewable heat - geothermal - medium | Geothermal plant, electric heat pump, 2000m. DH temperature 80/40 degree | renewable heat | geothermal | medium | Financial data | Nominal investment (heatpump, installation incl) [2015-MEUR/MW_h] | Nominal investment | heatpump, installation incl | MEUR/MW_h | 2015 | [J, K] |  | lower | 2050 | 0.16949
45.1.b Geothermal DH, 2000m, E | Geothermal plant, electric heat pump, 2000m. DH temperature 80/40 degree - renewable heat - geothermal - medium | Geothermal plant, electric heat pump, 2000m. DH temperature 80/40 degree | renewable heat | geothermal | medium | Financial data | Nominal investment (heatpump, installation incl) [2015-MEUR/MW_h] | Nominal investment | heatpump, installation incl | MEUR/MW_h | 2015 | [J, K] |  | upper | 2050 | 0.33866
45.1.b Geothermal DH, 2000m, E | Geothermal plant, electric heat pump, 2000m. DH temperature 80/40 degree - renewable heat - geothermal - medium | Geothermal plant, electric heat pump, 2000m. DH temperature 80/40 degree | renewable heat | geothermal | medium | Financial data | Nominal investment (installation) [2015-MEUR/MW_h] | Nominal investment | installation | MEUR/MW_h | 2015 |  | [2, 4] | ctrl | 2020 | 0.66017
45.1.b Geothermal DH, 2000m, E | Geothermal plant, electric heat pump, 2000m. DH temperature 80/40 degree - renewable heat - geothermal - medium | Geothermal plant, electric heat pump, 2000m. DH temperature 80/40 degree | renewable heat | geothermal | medium | Financial data | Nominal investment (installation) [2015-MEUR/MW_h] | Nominal investment | installation | MEUR/MW_h | 2015 |  | [2, 4] | ctrl | 2025 | 0.64075
45.1.b Geothermal DH, 2000m, E | Geothermal plant, electric heat pump, 2000m. DH temperature 80/40 degree - renewable heat - geothermal - medium | Geothermal plant, electric heat pump, 2000m. DH temperature 80/40 degree | renewable heat | geothermal | medium | Financial data | Nominal investment (installation) [2015-MEUR/MW_h] | Nominal investment | installation | MEUR/MW_h | 2015 |  | [2, 4] | lower | 2025 | 0.39097
45.1.b Geothermal DH, 2000m, E | Geothermal plant, electric heat pump, 2000m. DH temperature 80/40 degree - renewable heat - geothermal - medium | Geothermal plant, electric heat pump, 2000m. DH temperature 80/40 degree | renewable heat | geothermal | medium | Financial data | Nominal investment (installation) [2015-MEUR/MW_h] | Nominal investment | installation | MEUR/MW_h | 2015 |  | [2, 4] | upper | 2025 | 0.97138
45.1.b Geothermal DH, 2000m, E | Geothermal plant, electric heat pump, 2000m. DH temperature 80/40 degree - renewable heat - geothermal - medium | Geothermal plant, electric heat pump, 2000m. DH temperature 80/40 degree | renewable heat | geothermal | medium | Financial data | Nominal investment (installation) [2015-MEUR/MW_h] | Nominal investment | installation | MEUR/MW_h | 2015 |  | [2, 4] | ctrl | 2030 | 0.62133
45.1.b Geothermal DH, 2000m, E | Geothermal plant, electric heat pump, 2000m. DH temperature 80/40 degree - renewable heat - geothermal - medium | Geothermal plant, electric heat pump, 2000m. DH temperature 80/40 degree | renewable heat | geothermal | medium | Financial data | Nominal investment (installation) [2015-MEUR/MW_h] | Nominal investment | installation | MEUR/MW_h | 2015 |  | [2, 4] | ctrl | 2040 | 0.60192
45.1.b Geothermal DH, 2000m, E | Geothermal plant, electric heat pump, 2000m. DH temperature 80/40 degree - renewable heat - geothermal - medium | Geothermal plant, electric heat pump, 2000m. DH temperature 80/40 degree | renewable heat | geothermal | medium | Financial data | Nominal investment (installation) [2015-MEUR/MW_h] | Nominal investment | installation | MEUR/MW_h | 2015 |  | [2, 4] | ctrl | 2050 | 0.5825
45.1.b Geothermal DH, 2000m, E | Geothermal plant, electric heat pump, 2000m. DH temperature 80/40 degree - renewable heat - geothermal - medium | Geothermal plant, electric heat pump, 2000m. DH temperature 80/40 degree | renewable heat | geothermal | medium | Financial data | Nominal investment (installation) [2015-MEUR/MW_h] | Nominal investment | installation | MEUR/MW_h | 2015 |  | [2, 4] | lower | 2050 | 0.35543
45.1.b Geothermal DH, 2000m, E | Geothermal plant, electric heat pump, 2000m. DH temperature 80/40 degree - renewable heat - geothermal - medium | Geothermal plant, electric heat pump, 2000m. DH temperature 80/40 degree | renewable heat | geothermal | medium | Financial data | Nominal investment (installation) [2015-MEUR/MW_h] | Nominal investment | installation | MEUR/MW_h | 2015 |  | [2, 4] | upper | 2050 | 0.88307
45.1.b Geothermal DH, 2000m, E | Geothermal plant, electric heat pump, 2000m. DH temperature 80/40 degree - renewable heat - geothermal - medium | Geothermal plant, electric heat pump, 2000m. DH temperature 80/40 degree | renewable heat | geothermal | medium | Financial data | Variable O&M (electricity cost) [2015-EUR/MWh_h] | Variable O&M | electricity cost | EUR/MWh_h | 2015 | M |  | ctrl | 2020 | 0
45.1.b Geothermal DH, 2000m, E | Geothermal plant, electric heat pump, 2000m. DH temperature 80/40 degree - renewable heat - geothermal - medium | Geothermal plant, electric heat pump, 2000m. DH temperature 80/40 degree | renewable heat | geothermal | medium | Financial data | Variable O&M (electricity cost) [2015-EUR/MWh_h] | Variable O&M | electricity cost | EUR/MWh_h | 2015 | M |  | ctrl | 2025 | 0
45.1.b Geothermal DH, 2000m, E | Geothermal plant, electric heat pump, 2000m. DH temperature 80/40 degree - renewable heat - geothermal - medium | Geothermal plant, electric heat pump, 2000m. DH temperature 80/40 degree | renewable heat | geothermal | medium | Financial data | Variable O&M (electricity cost) [2015-EUR/MWh_h] | Variable O&M | electricity cost | EUR/MWh_h | 2015 | M |  | lower | 2025 | 0
45.1.b Geothermal DH, 2000m, E | Geothermal plant, electric heat pump, 2000m. DH temperature 80/40 degree - renewable heat - geothermal - medium | Geothermal plant, electric heat pump, 2000m. DH temperature 80/40 degree | renewable heat | geothermal | medium | Financial data | Variable O&M (electricity cost) [2015-EUR/MWh_h] | Variable O&M | electricity cost | EUR/MWh_h | 2015 | M |  | upper | 2025 | 0
45.1.b Geothermal DH, 2000m, E | Geothermal plant, electric heat pump, 2000m. DH temperature 80/40 degree - renewable heat - geothermal - medium | Geothermal plant, electric heat pump, 2000m. DH temperature 80/40 degree | renewable heat | geothermal | medium | Financial data | Variable O&M (electricity cost) [2015-EUR/MWh_h] | Variable O&M | electricity cost | EUR/MWh_h | 2015 | M |  | ctrl | 2030 | 0
45.1.b Geothermal DH, 2000m, E | Geothermal plant, electric heat pump, 2000m. DH temperature 80/40 degree - renewable heat - geothermal - medium | Geothermal plant, electric heat pump, 2000m. DH temperature 80/40 degree | renewable heat | geothermal | medium | Financial data | Variable O&M (electricity cost) [2015-EUR/MWh_h] | Variable O&M | electricity cost | EUR/MWh_h | 2015 | M |  | ctrl | 2040 | 0
45.1.b Geothermal DH, 2000m, E | Geothermal plant, electric heat pump, 2000m. DH temperature 80/40 degree - renewable heat - geothermal - medium | Geothermal plant, electric heat pump, 2000m. DH temperature 80/40 degree | renewable heat | geothermal | medium | Financial data | Variable O&M (electricity cost) [2015-EUR/MWh_h] | Variable O&M | electricity cost | EUR/MWh_h | 2015 | M |  | ctrl | 2050 | 0
45.1.b Geothermal DH, 2000m, E | Geothermal plant, electric heat pump, 2000m. DH temperature 80/40 degree - renewable heat - geothermal - medium | Geothermal plant, electric heat pump, 2000m. DH temperature 80/40 degree | renewable heat | geothermal | medium | Financial data | Variable O&M (electricity cost) [2015-EUR/MWh_h] | Variable O&M | electricity cost | EUR/MWh_h | 2015 | M |  | lower | 2050 | 0
45.1.b Geothermal DH, 2000m, E | Geothermal plant, electric heat pump, 2000m. DH temperature 80/40 degree - renewable heat - geothermal - medium | Geothermal plant, electric heat pump, 2000m. DH temperature 80/40 degree | renewable heat | geothermal | medium | Financial data | Variable O&M (electricity cost) [2015-EUR/MWh_h] | Variable O&M | electricity cost | EUR/MWh_h | 2015 | M |  | upper | 2050 | 0
45.1.b Geothermal DH, 2000m, E | Geothermal plant, electric heat pump, 2000m. DH temperature 80/40 degree - renewable heat - geothermal - medium | Geothermal plant, electric heat pump, 2000m. DH temperature 80/40 degree | renewable heat | geothermal | medium | Financial data | Variable O&M (other O&M) [2015-EUR/MWh_h] | Variable O&M | other O&M | EUR/MWh_h | 2015 | F |  | ctrl | 2020 | 4.5876
45.1.b Geothermal DH, 2000m, E | Geothermal plant, electric heat pump, 2000m. DH temperature 80/40 degree - renewable heat - geothermal - medium | Geothermal plant, electric heat pump, 2000m. DH temperature 80/40 degree | renewable heat | geothermal | medium | Financial data | Variable O&M (other O&M) [2015-EUR/MWh_h] | Variable O&M | other O&M | EUR/MWh_h | 2015 | F |  | ctrl | 2025 | 4.5182
45.1.b Geothermal DH, 2000m, E | Geothermal plant, electric heat pump, 2000m. DH temperature 80/40 degree - renewable heat - geothermal - medium | Geothermal plant, electric heat pump, 2000m. DH temperature 80/40 degree | renewable heat | geothermal | medium | Financial data | Variable O&M (other O&M) [2015-EUR/MWh_h] | Variable O&M | other O&M | EUR/MWh_h | 2015 | F |  | lower | 2025 | 4.2909
45.1.b Geothermal DH, 2000m, E | Geothermal plant, electric heat pump, 2000m. DH temperature 80/40 degree - renewable heat - geothermal - medium | Geothermal plant, electric heat pump, 2000m. DH temperature 80/40 degree | renewable heat | geothermal | medium | Financial data | Variable O&M (other O&M) [2015-EUR/MWh_h] | Variable O&M | other O&M | EUR/MWh_h | 2015 | F |  | upper | 2025 | 4.6489
45.1.b Geothermal DH, 2000m, E | Geothermal plant, electric heat pump, 2000m. DH temperature 80/40 degree - renewable heat - geothermal - medium | Geothermal plant, electric heat pump, 2000m. DH temperature 80/40 degree | renewable heat | geothermal | medium | Financial data | Variable O&M (other O&M) [2015-EUR/MWh_h] | Variable O&M | other O&M | EUR/MWh_h | 2015 | F |  | ctrl | 2030 | 4.5926
45.1.b Geothermal DH, 2000m, E | Geothermal plant, electric heat pump, 2000m. DH temperature 80/40 degree - renewable heat - geothermal - medium | Geothermal plant, electric heat pump, 2000m. DH temperature 80/40 degree | renewable heat | geothermal | medium | Financial data | Variable O&M (other O&M) [2015-EUR/MWh_h] | Variable O&M | other O&M | EUR/MWh_h | 2015 | F |  | ctrl | 2040 | 4.5594
45.1.b Geothermal DH, 2000m, E | Geothermal plant, electric heat pump, 2000m. DH temperature 80/40 degree - renewable heat - geothermal - medium | Geothermal plant, electric heat pump, 2000m. DH temperature 80/40 degree | renewable heat | geothermal | medium | Financial data | Variable O&M (other O&M) [2015-EUR/MWh_h] | Variable O&M | other O&M | EUR/MWh_h | 2015 | F |  | ctrl | 2050 | 4.3437
45.1.b Geothermal DH, 2000m, E | Geothermal plant, electric heat pump, 2000m. DH temperature 80/40 degree - renewable heat - geothermal - medium | Geothermal plant, electric heat pump, 2000m. DH temperature 80/40 degree | renewable heat | geothermal | medium | Financial data | Variable O&M (other O&M) [2015-EUR/MWh_h] | Variable O&M | other O&M | EUR/MWh_h | 2015 | F |  | lower | 2050 | 4.3081
45.1.b Geothermal DH, 2000m, E | Geothermal plant, electric heat pump, 2000m. DH temperature 80/40 degree - renewable heat - geothermal - medium | Geothermal plant, electric heat pump, 2000m. DH temperature 80/40 degree | renewable heat | geothermal | medium | Financial data | Variable O&M (other O&M) [2015-EUR/MWh_h] | Variable O&M | other O&M | EUR/MWh_h | 2015 | F |  | upper | 2050 | 4.6244
45.1.b Geothermal DH, 2000m, E | Geothermal plant, electric heat pump, 2000m. DH temperature 80/40 degree - renewable heat - geothermal - medium | Geothermal plant, electric heat pump, 2000m. DH temperature 80/40 degree | renewable heat | geothermal | medium | Financial data | Fixed O&M (*total) [2015-EUR/MW_h/y] | Fixed O&M | *total | EUR/MW_h/y | 2015 | [E, J] | [1, 3, 2] | ctrl | 2020 | 23900
45.1.b Geothermal DH, 2000m, E | Geothermal plant, electric heat pump, 2000m. DH temperature 80/40 degree - renewable heat - geothermal - medium | Geothermal plant, electric heat pump, 2000m. DH temperature 80/40 degree | renewable heat | geothermal | medium | Financial data | Fixed O&M (*total) [2015-EUR/MW_h/y] | Fixed O&M | *total | EUR/MW_h/y | 2015 | [E, J] | [1, 3, 2] | ctrl | 2025 | 23200
45.1.b Geothermal DH, 2000m, E | Geothermal plant, electric heat pump, 2000m. DH temperature 80/40 degree - renewable heat - geothermal - medium | Geothermal plant, electric heat pump, 2000m. DH temperature 80/40 degree | renewable heat | geothermal | medium | Financial data | Fixed O&M (*total) [2015-EUR/MW_h/y] | Fixed O&M | *total | EUR/MW_h/y | 2015 | [E, J] | [1, 3, 2] | lower | 2025 | 23200
45.1.b Geothermal DH, 2000m, E | Geothermal plant, electric heat pump, 2000m. DH temperature 80/40 degree - renewable heat - geothermal - medium | Geothermal plant, electric heat pump, 2000m. DH temperature 80/40 degree | renewable heat | geothermal | medium | Financial data | Fixed O&M (*total) [2015-EUR/MW_h/y] | Fixed O&M | *total | EUR/MW_h/y | 2015 | [E, J] | [1, 3, 2] | upper | 2025 | 23200
45.1.b Geothermal DH, 2000m, E | Geothermal plant, electric heat pump, 2000m. DH temperature 80/40 degree - renewable heat - geothermal - medium | Geothermal plant, electric heat pump, 2000m. DH temperature 80/40 degree | renewable heat | geothermal | medium | Financial data | Fixed O&M (*total) [2015-EUR/MW_h/y] | Fixed O&M | *total | EUR/MW_h/y | 2015 | [E, J] | [1, 3, 2] | ctrl | 2030 | 22500
45.1.b Geothermal DH, 2000m, E | Geothermal plant, electric heat pump, 2000m. DH temperature 80/40 degree - renewable heat - geothermal - medium | Geothermal plant, electric heat pump, 2000m. DH temperature 80/40 degree | renewable heat | geothermal | medium | Financial data | Fixed O&M (*total) [2015-EUR/MW_h/y] | Fixed O&M | *total | EUR/MW_h/y | 2015 | [E, J] | [1, 3, 2] | ctrl | 2040 | 21800
45.1.b Geothermal DH, 2000m, E | Geothermal plant, electric heat pump, 2000m. DH temperature 80/40 degree - renewable heat - geothermal - medium | Geothermal plant, electric heat pump, 2000m. DH temperature 80/40 degree | renewable heat | geothermal | medium | Financial data | Fixed O&M (*total) [2015-EUR/MW_h/y] | Fixed O&M | *total | EUR/MW_h/y | 2015 | [E, J] | [1, 3, 2] | ctrl | 2050 | 21100
45.1.b Geothermal DH, 2000m, E | Geothermal plant, electric heat pump, 2000m. DH temperature 80/40 degree - renewable heat - geothermal - medium | Geothermal plant, electric heat pump, 2000m. DH temperature 80/40 degree | renewable heat | geothermal | medium | Financial data | Fixed O&M (*total) [2015-EUR/MW_h/y] | Fixed O&M | *total | EUR/MW_h/y | 2015 | [E, J] | [1, 3, 2] | lower | 2050 | 21100
45.1.b Geothermal DH, 2000m, E | Geothermal plant, electric heat pump, 2000m. DH temperature 80/40 degree - renewable heat - geothermal - medium | Geothermal plant, electric heat pump, 2000m. DH temperature 80/40 degree | renewable heat | geothermal | medium | Financial data | Fixed O&M (*total) [2015-EUR/MW_h/y] | Fixed O&M | *total | EUR/MW_h/y | 2015 | [E, J] | [1, 3, 2] | upper | 2050 | 21100
45.1.b Geothermal DH, 2000m, E | Geothermal plant, electric heat pump, 2000m. DH temperature 80/40 degree - renewable heat - geothermal - medium | Geothermal plant, electric heat pump, 2000m. DH temperature 80/40 degree | renewable heat | geothermal | medium | Financial data | Nominal investment (*total) [2015-MEUR/MW_h] | Nominal investment | *total | MEUR/MW_h | 2015 | [C, K] | [2, 4, 7] | ctrl | 2020 | 2.8828
45.1.b Geothermal DH, 2000m, E | Geothermal plant, electric heat pump, 2000m. DH temperature 80/40 degree - renewable heat - geothermal - medium | Geothermal plant, electric heat pump, 2000m. DH temperature 80/40 degree | renewable heat | geothermal | medium | Financial data | Nominal investment (*total) [2015-MEUR/MW_h] | Nominal investment | *total | MEUR/MW_h | 2015 | [C, K] | [2, 4, 7] | ctrl | 2025 | 2.8044
45.1.b Geothermal DH, 2000m, E | Geothermal plant, electric heat pump, 2000m. DH temperature 80/40 degree - renewable heat - geothermal - medium | Geothermal plant, electric heat pump, 2000m. DH temperature 80/40 degree | renewable heat | geothermal | medium | Financial data | Nominal investment (*total) [2015-MEUR/MW_h] | Nominal investment | *total | MEUR/MW_h | 2015 | [C, K] | [2, 4, 7] | lower | 2025 | 1.7018
45.1.b Geothermal DH, 2000m, E | Geothermal plant, electric heat pump, 2000m. DH temperature 80/40 degree - renewable heat - geothermal - medium | Geothermal plant, electric heat pump, 2000m. DH temperature 80/40 degree | renewable heat | geothermal | medium | Financial data | Nominal investment (*total) [2015-MEUR/MW_h] | Nominal investment | *total | MEUR/MW_h | 2015 | [C, K] | [2, 4, 7] | upper | 2025 | 4.1443
45.1.b Geothermal DH, 2000m, E | Geothermal plant, electric heat pump, 2000m. DH temperature 80/40 degree - renewable heat - geothermal - medium | Geothermal plant, electric heat pump, 2000m. DH temperature 80/40 degree | renewable heat | geothermal | medium | Financial data | Nominal investment (*total) [2015-MEUR/MW_h] | Nominal investment | *total | MEUR/MW_h | 2015 | [C, K] | [2, 4, 7] | ctrl | 2030 | 2.6916
45.1.b Geothermal DH, 2000m, E | Geothermal plant, electric heat pump, 2000m. DH temperature 80/40 degree - renewable heat - geothermal - medium | Geothermal plant, electric heat pump, 2000m. DH temperature 80/40 degree | renewable heat | geothermal | medium | Financial data | Nominal investment (*total) [2015-MEUR/MW_h] | Nominal investment | *total | MEUR/MW_h | 2015 | [C, K] | [2, 4, 7] | ctrl | 2040 | 2.6129
45.1.b Geothermal DH, 2000m, E | Geothermal plant, electric heat pump, 2000m. DH temperature 80/40 degree - renewable heat - geothermal - medium | Geothermal plant, electric heat pump, 2000m. DH temperature 80/40 degree | renewable heat | geothermal | medium | Financial data | Nominal investment (*total) [2015-MEUR/MW_h] | Nominal investment | *total | MEUR/MW_h | 2015 | [C, K] | [2, 4, 7] | ctrl | 2050 | 2.5347
45.1.b Geothermal DH, 2000m, E | Geothermal plant, electric heat pump, 2000m. DH temperature 80/40 degree - renewable heat - geothermal - medium | Geothermal plant, electric heat pump, 2000m. DH temperature 80/40 degree | renewable heat | geothermal | medium | Financial data | Nominal investment (*total) [2015-MEUR/MW_h] | Nominal investment | *total | MEUR/MW_h | 2015 | [C, K] | [2, 4, 7] | lower | 2050 | 1.5598
45.1.b Geothermal DH, 2000m, E | Geothermal plant, electric heat pump, 2000m. DH temperature 80/40 degree - renewable heat - geothermal - medium | Geothermal plant, electric heat pump, 2000m. DH temperature 80/40 degree | renewable heat | geothermal | medium | Financial data | Nominal investment (*total) [2015-MEUR/MW_h] | Nominal investment | *total | MEUR/MW_h | 2015 | [C, K] | [2, 4, 7] | upper | 2050 | 3.793
45.1.b Geothermal DH, 2000m, E | Geothermal plant, electric heat pump, 2000m. DH temperature 80/40 degree - renewable heat - geothermal - medium | Geothermal plant, electric heat pump, 2000m. DH temperature 80/40 degree | renewable heat | geothermal | medium | Financial data | Variable O&M (*total) [2015-EUR/MWh_h] | Variable O&M | *total | EUR/MWh_h | 2015 | FJ | 2 | ctrl | 2020 | 4.5876
45.1.b Geothermal DH, 2000m, E | Geothermal plant, electric heat pump, 2000m. DH temperature 80/40 degree - renewable heat - geothermal - medium | Geothermal plant, electric heat pump, 2000m. DH temperature 80/40 degree | renewable heat | geothermal | medium | Financial data | Variable O&M (*total) [2015-EUR/MWh_h] | Variable O&M | *total | EUR/MWh_h | 2015 | FJ | 2 | ctrl | 2025 | 4.5182
45.1.b Geothermal DH, 2000m, E | Geothermal plant, electric heat pump, 2000m. DH temperature 80/40 degree - renewable heat - geothermal - medium | Geothermal plant, electric heat pump, 2000m. DH temperature 80/40 degree | renewable heat | geothermal | medium | Financial data | Variable O&M (*total) [2015-EUR/MWh_h] | Variable O&M | *total | EUR/MWh_h | 2015 | FJ | 2 | lower | 2025 | 4.2909
45.1.b Geothermal DH, 2000m, E | Geothermal plant, electric heat pump, 2000m. DH temperature 80/40 degree - renewable heat - geothermal - medium | Geothermal plant, electric heat pump, 2000m. DH temperature 80/40 degree | renewable heat | geothermal | medium | Financial data | Variable O&M (*total) [2015-EUR/MWh_h] | Variable O&M | *total | EUR/MWh_h | 2015 | FJ | 2 | upper | 2025 | 4.6489
45.1.b Geothermal DH, 2000m, E | Geothermal plant, electric heat pump, 2000m. DH temperature 80/40 degree - renewable heat - geothermal - medium | Geothermal plant, electric heat pump, 2000m. DH temperature 80/40 degree | renewable heat | geothermal | medium | Financial data | Variable O&M (*total) [2015-EUR/MWh_h] | Variable O&M | *total | EUR/MWh_h | 2015 | FJ | 2 | ctrl | 2030 | 4.5926
45.1.b Geothermal DH, 2000m, E | Geothermal plant, electric heat pump, 2000m. DH temperature 80/40 degree - renewable heat - geothermal - medium | Geothermal plant, electric heat pump, 2000m. DH temperature 80/40 degree | renewable heat | geothermal | medium | Financial data | Variable O&M (*total) [2015-EUR/MWh_h] | Variable O&M | *total | EUR/MWh_h | 2015 | FJ | 2 | ctrl | 2040 | 4.5594
45.1.b Geothermal DH, 2000m, E | Geothermal plant, electric heat pump, 2000m. DH temperature 80/40 degree - renewable heat - geothermal - medium | Geothermal plant, electric heat pump, 2000m. DH temperature 80/40 degree | renewable heat | geothermal | medium | Financial data | Variable O&M (*total) [2015-EUR/MWh_h] | Variable O&M | *total | EUR/MWh_h | 2015 | FJ | 2 | ctrl | 2050 | 4.3437
45.1.b Geothermal DH, 2000m, E | Geothermal plant, electric heat pump, 2000m. DH temperature 80/40 degree - renewable heat - geothermal - medium | Geothermal plant, electric heat pump, 2000m. DH temperature 80/40 degree | renewable heat | geothermal | medium | Financial data | Variable O&M (*total) [2015-EUR/MWh_h] | Variable O&M | *total | EUR/MWh_h | 2015 | FJ | 2 | lower | 2050 | 4.3081
45.1.b Geothermal DH, 2000m, E | Geothermal plant, electric heat pump, 2000m. DH temperature 80/40 degree - renewable heat - geothermal - medium | Geothermal plant, electric heat pump, 2000m. DH temperature 80/40 degree | renewable heat | geothermal | medium | Financial data | Variable O&M (*total) [2015-EUR/MWh_h] | Variable O&M | *total | EUR/MWh_h | 2015 | FJ | 2 | upper | 2050 | 4.6244
45.1.b Geothermal DH, 2000m, E | Geothermal plant, electric heat pump, 2000m. DH temperature 80/40 degree - renewable heat - geothermal - medium | Geothermal plant, electric heat pump, 2000m. DH temperature 80/40 degree | renewable heat | geothermal | medium | Regulation ability | Cold start-up time [hours] | Cold start-up time |  | hours |  |  | 3 | ctrl | 2020 | 2
45.1.b Geothermal DH, 2000m, E | Geothermal plant, electric heat pump, 2000m. DH temperature 80/40 degree - renewable heat - geothermal - medium | Geothermal plant, electric heat pump, 2000m. DH temperature 80/40 degree | renewable heat | geothermal | medium | Regulation ability | Cold start-up time [hours] | Cold start-up time |  | hours |  |  | 3 | ctrl | 2025 | 2
45.1.b Geothermal DH, 2000m, E | Geothermal plant, electric heat pump, 2000m. DH temperature 80/40 degree - renewable heat - geothermal - medium | Geothermal plant, electric heat pump, 2000m. DH temperature 80/40 degree | renewable heat | geothermal | medium | Regulation ability | Cold start-up time [hours] | Cold start-up time |  | hours |  |  | 3 | lower | 2025 | 2
45.1.b Geothermal DH, 2000m, E | Geothermal plant, electric heat pump, 2000m. DH temperature 80/40 degree - renewable heat - geothermal - medium | Geothermal plant, electric heat pump, 2000m. DH temperature 80/40 degree | renewable heat | geothermal | medium | Regulation ability | Cold start-up time [hours] | Cold start-up time |  | hours |  |  | 3 | upper | 2025 | 2
45.1.b Geothermal DH, 2000m, E | Geothermal plant, electric heat pump, 2000m. DH temperature 80/40 degree - renewable heat - geothermal - medium | Geothermal plant, electric heat pump, 2000m. DH temperature 80/40 degree | renewable heat | geothermal | medium | Regulation ability | Cold start-up time [hours] | Cold start-up time |  | hours |  |  | 3 | ctrl | 2030 | 2
45.1.b Geothermal DH, 2000m, E | Geothermal plant, electric heat pump, 2000m. DH temperature 80/40 degree - renewable heat - geothermal - medium | Geothermal plant, electric heat pump, 2000m. DH temperature 80/40 degree | renewable heat | geothermal | medium | Regulation ability | Cold start-up time [hours] | Cold start-up time |  | hours |  |  | 3 | ctrl | 2040 | 2
45.1.b Geothermal DH, 2000m, E | Geothermal plant, electric heat pump, 2000m. DH temperature 80/40 degree - renewable heat - geothermal - medium | Geothermal plant, electric heat pump, 2000m. DH temperature 80/40 degree | renewable heat | geothermal | medium | Regulation ability | Cold start-up time [hours] | Cold start-up time |  | hours |  |  | 3 | ctrl | 2050 | 2
45.1.b Geothermal DH, 2000m, E | Geothermal plant, electric heat pump, 2000m. DH temperature 80/40 degree - renewable heat - geothermal - medium | Geothermal plant, electric heat pump, 2000m. DH temperature 80/40 degree | renewable heat | geothermal | medium | Regulation ability | Cold start-up time [hours] | Cold start-up time |  | hours |  |  | 3 | lower | 2050 | 2
45.1.b Geothermal DH, 2000m, E | Geothermal plant, electric heat pump, 2000m. DH temperature 80/40 degree - renewable heat - geothermal - medium | Geothermal plant, electric heat pump, 2000m. DH temperature 80/40 degree | renewable heat | geothermal | medium | Regulation ability | Cold start-up time [hours] | Cold start-up time |  | hours |  |  | 3 | upper | 2050 | 2
45.1.b Geothermal DH, 2000m, E | Geothermal plant, electric heat pump, 2000m. DH temperature 80/40 degree - renewable heat - geothermal - medium | Geothermal plant, electric heat pump, 2000m. DH temperature 80/40 degree | renewable heat | geothermal | medium | Regulation ability | Minimum load (of full load) [] | Minimum load | of full load | [] |  | H | [2, 5] | ctrl | 2020 | 0.2
45.1.b Geothermal DH, 2000m, E | Geothermal plant, electric heat pump, 2000m. DH temperature 80/40 degree - renewable heat - geothermal - medium | Geothermal plant, electric heat pump, 2000m. DH temperature 80/40 degree | renewable heat | geothermal | medium | Regulation ability | Minimum load (of full load) [] | Minimum load | of full load | [] |  | H | [2, 5] | ctrl | 2025 | 0.2
45.1.b Geothermal DH, 2000m, E | Geothermal plant, electric heat pump, 2000m. DH temperature 80/40 degree - renewable heat - geothermal - medium | Geothermal plant, electric heat pump, 2000m. DH temperature 80/40 degree | renewable heat | geothermal | medium | Regulation ability | Minimum load (of full load) [] | Minimum load | of full load | [] |  | H | [2, 5] | lower | 2025 | 0.2
45.1.b Geothermal DH, 2000m, E | Geothermal plant, electric heat pump, 2000m. DH temperature 80/40 degree - renewable heat - geothermal - medium | Geothermal plant, electric heat pump, 2000m. DH temperature 80/40 degree | renewable heat | geothermal | medium | Regulation ability | Minimum load (of full load) [] | Minimum load | of full load | [] |  | H | [2, 5] | upper | 2025 | 0.2
45.1.b Geothermal DH, 2000m, E | Geothermal plant, electric heat pump, 2000m. DH temperature 80/40 degree - renewable heat - geothermal - medium | Geothermal plant, electric heat pump, 2000m. DH temperature 80/40 degree | renewable heat | geothermal | medium | Regulation ability | Minimum load (of full load) [] | Minimum load | of full load | [] |  | H | [2, 5] | ctrl | 2030 | 0.2
45.1.b Geothermal DH, 2000m, E | Geothermal plant, electric heat pump, 2000m. DH temperature 80/40 degree - renewable heat - geothermal - medium | Geothermal plant, electric heat pump, 2000m. DH temperature 80/40 degree | renewable heat | geothermal | medium | Regulation ability | Minimum load (of full load) [] | Minimum load | of full load | [] |  | H | [2, 5] | ctrl | 2040 | 0.2
45.1.b Geothermal DH, 2000m, E | Geothermal plant, electric heat pump, 2000m. DH temperature 80/40 degree - renewable heat - geothermal - medium | Geothermal plant, electric heat pump, 2000m. DH temperature 80/40 degree | renewable heat | geothermal | medium | Regulation ability | Minimum load (of full load) [] | Minimum load | of full load | [] |  | H | [2, 5] | ctrl | 2050 | 0.2
45.1.b Geothermal DH, 2000m, E | Geothermal plant, electric heat pump, 2000m. DH temperature 80/40 degree - renewable heat - geothermal - medium | Geothermal plant, electric heat pump, 2000m. DH temperature 80/40 degree | renewable heat | geothermal | medium | Regulation ability | Minimum load (of full load) [] | Minimum load | of full load | [] |  | H | [2, 5] | lower | 2050 | 0.2
45.1.b Geothermal DH, 2000m, E | Geothermal plant, electric heat pump, 2000m. DH temperature 80/40 degree - renewable heat - geothermal - medium | Geothermal plant, electric heat pump, 2000m. DH temperature 80/40 degree | renewable heat | geothermal | medium | Regulation ability | Minimum load (of full load) [] | Minimum load | of full load | [] |  | H | [2, 5] | upper | 2050 | 0.2
45.1.b Geothermal DH, 2000m, E | Geothermal plant, electric heat pump, 2000m. DH temperature 80/40 degree - renewable heat - geothermal - medium | Geothermal plant, electric heat pump, 2000m. DH temperature 80/40 degree | renewable heat | geothermal | medium | Regulation ability | Primary regulation (of full load, per 30 seconds) [] | Primary regulation | of full load, per 30 seconds | [] |  | H |  | ctrl | 2020
45.1.b Geothermal DH, 2000m, E | Geothermal plant, electric heat pump, 2000m. DH temperature 80/40 degree - renewable heat - geothermal - medium | Geothermal plant, electric heat pump, 2000m. DH temperature 80/40 degree | renewable heat | geothermal | medium | Regulation ability | Primary regulation (of full load, per 30 seconds) [] | Primary regulation | of full load, per 30 seconds | [] |  | H |  | ctrl | 2025
45.1.b Geothermal DH, 2000m, E | Geothermal plant, electric heat pump, 2000m. DH temperature 80/40 degree - renewable heat - geothermal - medium | Geothermal plant, electric heat pump, 2000m. DH temperature 80/40 degree | renewable heat | geothermal | medium | Regulation ability | Primary regulation (of full load, per 30 seconds) [] | Primary regulation | of full load, per 30 seconds | [] |  | H |  | lower | 2025
45.1.b Geothermal DH, 2000m, E | Geothermal plant, electric heat pump, 2000m. DH temperature 80/40 degree - renewable heat - geothermal - medium | Geothermal plant, electric heat pump, 2000m. DH temperature 80/40 degree | renewable heat | geothermal | medium | Regulation ability | Primary regulation (of full load, per 30 seconds) [] | Primary regulation | of full load, per 30 seconds | [] |  | H |  | upper | 2025
45.1.b Geothermal DH, 2000m, E | Geothermal plant, electric heat pump, 2000m. DH temperature 80/40 degree - renewable heat - geothermal - medium | Geothermal plant, electric heat pump, 2000m. DH temperature 80/40 degree | renewable heat | geothermal | medium | Regulation ability | Primary regulation (of full load, per 30 seconds) [] | Primary regulation | of full load, per 30 seconds | [] |  | H |  | ctrl | 2030
45.1.b Geothermal DH, 2000m, E | Geothermal plant, electric heat pump, 2000m. DH temperature 80/40 degree - renewable heat - geothermal - medium | Geothermal plant, electric heat pump, 2000m. DH temperature 80/40 degree | renewable heat | geothermal | medium | Regulation ability | Primary regulation (of full load, per 30 seconds) [] | Primary regulation | of full load, per 30 seconds | [] |  | H |  | ctrl | 2040
45.1.b Geothermal DH, 2000m, E | Geothermal plant, electric heat pump, 2000m. DH temperature 80/40 degree - renewable heat - geothermal - medium | Geothermal plant, electric heat pump, 2000m. DH temperature 80/40 degree | renewable heat | geothermal | medium | Regulation ability | Primary regulation (of full load, per 30 seconds) [] | Primary regulation | of full load, per 30 seconds | [] |  | H |  | ctrl | 2050
45.1.b Geothermal DH, 2000m, E | Geothermal plant, electric heat pump, 2000m. DH temperature 80/40 degree - renewable heat - geothermal - medium | Geothermal plant, electric heat pump, 2000m. DH temperature 80/40 degree | renewable heat | geothermal | medium | Regulation ability | Primary regulation (of full load, per 30 seconds) [] | Primary regulation | of full load, per 30 seconds | [] |  | H |  | lower | 2050
45.1.b Geothermal DH, 2000m, E | Geothermal plant, electric heat pump, 2000m. DH temperature 80/40 degree - renewable heat - geothermal - medium | Geothermal plant, electric heat pump, 2000m. DH temperature 80/40 degree | renewable heat | geothermal | medium | Regulation ability | Primary regulation (of full load, per 30 seconds) [] | Primary regulation | of full load, per 30 seconds | [] |  | H |  | upper | 2050
45.1.b Geothermal DH, 2000m, E | Geothermal plant, electric heat pump, 2000m. DH temperature 80/40 degree - renewable heat - geothermal - medium | Geothermal plant, electric heat pump, 2000m. DH temperature 80/40 degree | renewable heat | geothermal | medium | Regulation ability | Secondary regulation (of full load, per minute) [] | Secondary regulation | of full load, per minute | [] |  | H |  | ctrl | 2020
45.1.b Geothermal DH, 2000m, E | Geothermal plant, electric heat pump, 2000m. DH temperature 80/40 degree - renewable heat - geothermal - medium | Geothermal plant, electric heat pump, 2000m. DH temperature 80/40 degree | renewable heat | geothermal | medium | Regulation ability | Secondary regulation (of full load, per minute) [] | Secondary regulation | of full load, per minute | [] |  | H |  | ctrl | 2025
45.1.b Geothermal DH, 2000m, E | Geothermal plant, electric heat pump, 2000m. DH temperature 80/40 degree - renewable heat - geothermal - medium | Geothermal plant, electric heat pump, 2000m. DH temperature 80/40 degree | renewable heat | geothermal | medium | Regulation ability | Secondary regulation (of full load, per minute) [] | Secondary regulation | of full load, per minute | [] |  | H |  | lower | 2025
45.1.b Geothermal DH, 2000m, E | Geothermal plant, electric heat pump, 2000m. DH temperature 80/40 degree - renewable heat - geothermal - medium | Geothermal plant, electric heat pump, 2000m. DH temperature 80/40 degree | renewable heat | geothermal | medium | Regulation ability | Secondary regulation (of full load, per minute) [] | Secondary regulation | of full load, per minute | [] |  | H |  | upper | 2025
45.1.b Geothermal DH, 2000m, E | Geothermal plant, electric heat pump, 2000m. DH temperature 80/40 degree - renewable heat - geothermal - medium | Geothermal plant, electric heat pump, 2000m. DH temperature 80/40 degree | renewable heat | geothermal | medium | Regulation ability | Secondary regulation (of full load, per minute) [] | Secondary regulation | of full load, per minute | [] |  | H |  | ctrl | 2030
45.1.b Geothermal DH, 2000m, E | Geothermal plant, electric heat pump, 2000m. DH temperature 80/40 degree - renewable heat - geothermal - medium | Geothermal plant, electric heat pump, 2000m. DH temperature 80/40 degree | renewable heat | geothermal | medium | Regulation ability | Secondary regulation (of full load, per minute) [] | Secondary regulation | of full load, per minute | [] |  | H |  | ctrl | 2040
45.1.b Geothermal DH, 2000m, E | Geothermal plant, electric heat pump, 2000m. DH temperature 80/40 degree - renewable heat - geothermal - medium | Geothermal plant, electric heat pump, 2000m. DH temperature 80/40 degree | renewable heat | geothermal | medium | Regulation ability | Secondary regulation (of full load, per minute) [] | Secondary regulation | of full load, per minute | [] |  | H |  | ctrl | 2050
45.1.b Geothermal DH, 2000m, E | Geothermal plant, electric heat pump, 2000m. DH temperature 80/40 degree - renewable heat - geothermal - medium | Geothermal plant, electric heat pump, 2000m. DH temperature 80/40 degree | renewable heat | geothermal | medium | Regulation ability | Secondary regulation (of full load, per minute) [] | Secondary regulation | of full load, per minute | [] |  | H |  | lower | 2050
45.1.b Geothermal DH, 2000m, E | Geothermal plant, electric heat pump, 2000m. DH temperature 80/40 degree - renewable heat - geothermal - medium | Geothermal plant, electric heat pump, 2000m. DH temperature 80/40 degree | renewable heat | geothermal | medium | Regulation ability | Secondary regulation (of full load, per minute) [] | Secondary regulation | of full load, per minute | [] |  | H |  | upper | 2050
45.1.b Geothermal DH, 2000m, E | Geothermal plant, electric heat pump, 2000m. DH temperature 80/40 degree - renewable heat - geothermal - medium | Geothermal plant, electric heat pump, 2000m. DH temperature 80/40 degree | renewable heat | geothermal | medium | Regulation ability | Warm start-up time [hours] | Warm start-up time |  | hours |  |  |  | ctrl | 2020
45.1.b Geothermal DH, 2000m, E | Geothermal plant, electric heat pump, 2000m. DH temperature 80/40 degree - renewable heat - geothermal - medium | Geothermal plant, electric heat pump, 2000m. DH temperature 80/40 degree | renewable heat | geothermal | medium | Regulation ability | Warm start-up time [hours] | Warm start-up time |  | hours |  |  |  | ctrl | 2025
45.1.b Geothermal DH, 2000m, E | Geothermal plant, electric heat pump, 2000m. DH temperature 80/40 degree - renewable heat - geothermal - medium | Geothermal plant, electric heat pump, 2000m. DH temperature 80/40 degree | renewable heat | geothermal | medium | Regulation ability | Warm start-up time [hours] | Warm start-up time |  | hours |  |  |  | lower | 2025
45.1.b Geothermal DH, 2000m, E | Geothermal plant, electric heat pump, 2000m. DH temperature 80/40 degree - renewable heat - geothermal - medium | Geothermal plant, electric heat pump, 2000m. DH temperature 80/40 degree | renewable heat | geothermal | medium | Regulation ability | Warm start-up time [hours] | Warm start-up time |  | hours |  |  |  | upper | 2025
45.1.b Geothermal DH, 2000m, E | Geothermal plant, electric heat pump, 2000m. DH temperature 80/40 degree - renewable heat - geothermal - medium | Geothermal plant, electric heat pump, 2000m. DH temperature 80/40 degree | renewable heat | geothermal | medium | Regulation ability | Warm start-up time [hours] | Warm start-up time |  | hours |  |  |  | ctrl | 2030
45.1.b Geothermal DH, 2000m, E | Geothermal plant, electric heat pump, 2000m. DH temperature 80/40 degree - renewable heat - geothermal - medium | Geothermal plant, electric heat pump, 2000m. DH temperature 80/40 degree | renewable heat | geothermal | medium | Regulation ability | Warm start-up time [hours] | Warm start-up time |  | hours |  |  |  | ctrl | 2040
45.1.b Geothermal DH, 2000m, E | Geothermal plant, electric heat pump, 2000m. DH temperature 80/40 degree - renewable heat - geothermal - medium | Geothermal plant, electric heat pump, 2000m. DH temperature 80/40 degree | renewable heat | geothermal | medium | Regulation ability | Warm start-up time [hours] | Warm start-up time |  | hours |  |  |  | ctrl | 2050
45.1.b Geothermal DH, 2000m, E | Geothermal plant, electric heat pump, 2000m. DH temperature 80/40 degree - renewable heat - geothermal - medium | Geothermal plant, electric heat pump, 2000m. DH temperature 80/40 degree | renewable heat | geothermal | medium | Regulation ability | Warm start-up time [hours] | Warm start-up time |  | hours |  |  |  | lower | 2050
45.1.b Geothermal DH, 2000m, E | Geothermal plant, electric heat pump, 2000m. DH temperature 80/40 degree - renewable heat - geothermal - medium | Geothermal plant, electric heat pump, 2000m. DH temperature 80/40 degree | renewable heat | geothermal | medium | Regulation ability | Warm start-up time [hours] | Warm start-up time |  | hours |  |  |  | upper | 2050
45.1.b Geothermal DH, 2000m, E | Geothermal plant, electric heat pump, 2000m. DH temperature 80/40 degree - renewable heat - geothermal - medium | Geothermal plant, electric heat pump, 2000m. DH temperature 80/40 degree | renewable heat | geothermal | medium | Technology-specific data | Depth of geothermal well [m] | Depth of geothermal well |  | m |  |  | 1 | ctrl | 2020 | 2000
45.1.b Geothermal DH, 2000m, E | Geothermal plant, electric heat pump, 2000m. DH temperature 80/40 degree - renewable heat - geothermal - medium | Geothermal plant, electric heat pump, 2000m. DH temperature 80/40 degree | renewable heat | geothermal | medium | Technology-specific data | Depth of geothermal well [m] | Depth of geothermal well |  | m |  |  | 1 | ctrl | 2025 | 2000
45.1.b Geothermal DH, 2000m, E | Geothermal plant, electric heat pump, 2000m. DH temperature 80/40 degree - renewable heat - geothermal - medium | Geothermal plant, electric heat pump, 2000m. DH temperature 80/40 degree | renewable heat | geothermal | medium | Technology-specific data | Depth of geothermal well [m] | Depth of geothermal well |  | m |  |  | 1 | lower | 2025 | 2000
45.1.b Geothermal DH, 2000m, E | Geothermal plant, electric heat pump, 2000m. DH temperature 80/40 degree - renewable heat - geothermal - medium | Geothermal plant, electric heat pump, 2000m. DH temperature 80/40 degree | renewable heat | geothermal | medium | Technology-specific data | Depth of geothermal well [m] | Depth of geothermal well |  | m |  |  | 1 | upper | 2025 | 2000
45.1.b Geothermal DH, 2000m, E | Geothermal plant, electric heat pump, 2000m. DH temperature 80/40 degree - renewable heat - geothermal - medium | Geothermal plant, electric heat pump, 2000m. DH temperature 80/40 degree | renewable heat | geothermal | medium | Technology-specific data | Depth of geothermal well [m] | Depth of geothermal well |  | m |  |  | 1 | ctrl | 2030 | 2000
45.1.b Geothermal DH, 2000m, E | Geothermal plant, electric heat pump, 2000m. DH temperature 80/40 degree - renewable heat - geothermal - medium | Geothermal plant, electric heat pump, 2000m. DH temperature 80/40 degree | renewable heat | geothermal | medium | Technology-specific data | Depth of geothermal well [m] | Depth of geothermal well |  | m |  |  | 1 | ctrl | 2040 | 2000
45.1.b Geothermal DH, 2000m, E | Geothermal plant, electric heat pump, 2000m. DH temperature 80/40 degree - renewable heat - geothermal - medium | Geothermal plant, electric heat pump, 2000m. DH temperature 80/40 degree | renewable heat | geothermal | medium | Technology-specific data | Depth of geothermal well [m] | Depth of geothermal well |  | m |  |  | 1 | ctrl | 2050 | 2000
45.1.b Geothermal DH, 2000m, E | Geothermal plant, electric heat pump, 2000m. DH temperature 80/40 degree - renewable heat - geothermal - medium | Geothermal plant, electric heat pump, 2000m. DH temperature 80/40 degree | renewable heat | geothermal | medium | Technology-specific data | Depth of geothermal well [m] | Depth of geothermal well |  | m |  |  | 1 | lower | 2050 | 2000
45.1.b Geothermal DH, 2000m, E | Geothermal plant, electric heat pump, 2000m. DH temperature 80/40 degree - renewable heat - geothermal - medium | Geothermal plant, electric heat pump, 2000m. DH temperature 80/40 degree | renewable heat | geothermal | medium | Technology-specific data | Depth of geothermal well [m] | Depth of geothermal well |  | m |  |  | 1 | upper | 2050 | 2000
45.1.b Geothermal DH, 2000m, E | Geothermal plant, electric heat pump, 2000m. DH temperature 80/40 degree - renewable heat - geothermal - medium | Geothermal plant, electric heat pump, 2000m. DH temperature 80/40 degree | renewable heat | geothermal | medium | Technology-specific data | Heat generation from geothermal ressource [MW_h] | Heat generation from geothermal ressource |  | MW_h |  | [I, A, L, N] | 1 | ctrl | 2020 | 12.2
45.1.b Geothermal DH, 2000m, E | Geothermal plant, electric heat pump, 2000m. DH temperature 80/40 degree - renewable heat - geothermal - medium | Geothermal plant, electric heat pump, 2000m. DH temperature 80/40 degree | renewable heat | geothermal | medium | Technology-specific data | Heat generation from geothermal ressource [MW_h] | Heat generation from geothermal ressource |  | MW_h |  | [I, A, L, N] | 1 | ctrl | 2025 | 12.2
45.1.b Geothermal DH, 2000m, E | Geothermal plant, electric heat pump, 2000m. DH temperature 80/40 degree - renewable heat - geothermal - medium | Geothermal plant, electric heat pump, 2000m. DH temperature 80/40 degree | renewable heat | geothermal | medium | Technology-specific data | Heat generation from geothermal ressource [MW_h] | Heat generation from geothermal ressource |  | MW_h |  | [I, A, L, N] | 1 | lower | 2025 | 20.58
45.1.b Geothermal DH, 2000m, E | Geothermal plant, electric heat pump, 2000m. DH temperature 80/40 degree - renewable heat - geothermal - medium | Geothermal plant, electric heat pump, 2000m. DH temperature 80/40 degree | renewable heat | geothermal | medium | Technology-specific data | Heat generation from geothermal ressource [MW_h] | Heat generation from geothermal ressource |  | MW_h |  | [I, A, L, N] | 1 | upper | 2025 | 4.57
45.1.b Geothermal DH, 2000m, E | Geothermal plant, electric heat pump, 2000m. DH temperature 80/40 degree - renewable heat - geothermal - medium | Geothermal plant, electric heat pump, 2000m. DH temperature 80/40 degree | renewable heat | geothermal | medium | Technology-specific data | Heat generation from geothermal ressource [MW_h] | Heat generation from geothermal ressource |  | MW_h |  | [I, A, L, N] | 1 | ctrl | 2030 | 12.2
45.1.b Geothermal DH, 2000m, E | Geothermal plant, electric heat pump, 2000m. DH temperature 80/40 degree - renewable heat - geothermal - medium | Geothermal plant, electric heat pump, 2000m. DH temperature 80/40 degree | renewable heat | geothermal | medium | Technology-specific data | Heat generation from geothermal ressource [MW_h] | Heat generation from geothermal ressource |  | MW_h |  | [I, A, L, N] | 1 | ctrl | 2040 | 12.2
45.1.b Geothermal DH, 2000m, E | Geothermal plant, electric heat pump, 2000m. DH temperature 80/40 degree - renewable heat - geothermal - medium | Geothermal plant, electric heat pump, 2000m. DH temperature 80/40 degree | renewable heat | geothermal | medium | Technology-specific data | Heat generation from geothermal ressource [MW_h] | Heat generation from geothermal ressource |  | MW_h |  | [I, A, L, N] | 1 | ctrl | 2050 | 12.2
45.1.b Geothermal DH, 2000m, E | Geothermal plant, electric heat pump, 2000m. DH temperature 80/40 degree - renewable heat - geothermal - medium | Geothermal plant, electric heat pump, 2000m. DH temperature 80/40 degree | renewable heat | geothermal | medium | Technology-specific data | Heat generation from geothermal ressource [MW_h] | Heat generation from geothermal ressource |  | MW_h |  | [I, A, L, N] | 1 | lower | 2050 | 20.58
45.1.b Geothermal DH, 2000m, E | Geothermal plant, electric heat pump, 2000m. DH temperature 80/40 degree - renewable heat - geothermal - medium | Geothermal plant, electric heat pump, 2000m. DH temperature 80/40 degree | renewable heat | geothermal | medium | Technology-specific data | Heat generation from geothermal ressource [MW_h] | Heat generation from geothermal ressource |  | MW_h |  | [I, A, L, N] | 1 | upper | 2050 | 4.57
45.1.b Geothermal DH, 2000m, E | Geothermal plant, electric heat pump, 2000m. DH temperature 80/40 degree - renewable heat - geothermal - medium | Geothermal plant, electric heat pump, 2000m. DH temperature 80/40 degree | renewable heat | geothermal | medium | Technology-specific data | Heat generation from heat pumps [MW_h] | Heat generation from heat pumps |  | MW_h |  | A | 1 | ctrl | 2020 | 0.94568
45.1.b Geothermal DH, 2000m, E | Geothermal plant, electric heat pump, 2000m. DH temperature 80/40 degree - renewable heat - geothermal - medium | Geothermal plant, electric heat pump, 2000m. DH temperature 80/40 degree | renewable heat | geothermal | medium | Technology-specific data | Heat generation from heat pumps [MW_h] | Heat generation from heat pumps |  | MW_h |  | A | 1 | ctrl | 2025 | 0.92311
45.1.b Geothermal DH, 2000m, E | Geothermal plant, electric heat pump, 2000m. DH temperature 80/40 degree - renewable heat - geothermal - medium | Geothermal plant, electric heat pump, 2000m. DH temperature 80/40 degree | renewable heat | geothermal | medium | Technology-specific data | Heat generation from heat pumps [MW_h] | Heat generation from heat pumps |  | MW_h |  | A | 1 | lower | 2025 | 1.5612
45.1.b Geothermal DH, 2000m, E | Geothermal plant, electric heat pump, 2000m. DH temperature 80/40 degree - renewable heat - geothermal - medium | Geothermal plant, electric heat pump, 2000m. DH temperature 80/40 degree | renewable heat | geothermal | medium | Technology-specific data | Heat generation from heat pumps [MW_h] | Heat generation from heat pumps |  | MW_h |  | A | 1 | upper | 2025 | 0.34669
45.1.b Geothermal DH, 2000m, E | Geothermal plant, electric heat pump, 2000m. DH temperature 80/40 degree - renewable heat - geothermal - medium | Geothermal plant, electric heat pump, 2000m. DH temperature 80/40 degree | renewable heat | geothermal | medium | Technology-specific data | Heat generation from heat pumps [MW_h] | Heat generation from heat pumps |  | MW_h |  | A | 1 | ctrl | 2030 | 0.90159
45.1.b Geothermal DH, 2000m, E | Geothermal plant, electric heat pump, 2000m. DH temperature 80/40 degree - renewable heat - geothermal - medium | Geothermal plant, electric heat pump, 2000m. DH temperature 80/40 degree | renewable heat | geothermal | medium | Technology-specific data | Heat generation from heat pumps [MW_h] | Heat generation from heat pumps |  | MW_h |  | A | 1 | ctrl | 2040 | 0.86143
45.1.b Geothermal DH, 2000m, E | Geothermal plant, electric heat pump, 2000m. DH temperature 80/40 degree - renewable heat - geothermal - medium | Geothermal plant, electric heat pump, 2000m. DH temperature 80/40 degree | renewable heat | geothermal | medium | Technology-specific data | Heat generation from heat pumps [MW_h] | Heat generation from heat pumps |  | MW_h |  | A | 1 | ctrl | 2050 | 0.84267
45.1.b Geothermal DH, 2000m, E | Geothermal plant, electric heat pump, 2000m. DH temperature 80/40 degree - renewable heat - geothermal - medium | Geothermal plant, electric heat pump, 2000m. DH temperature 80/40 degree | renewable heat | geothermal | medium | Technology-specific data | Heat generation from heat pumps [MW_h] | Heat generation from heat pumps |  | MW_h |  | A | 1 | lower | 2050 | 1.4252
45.1.b Geothermal DH, 2000m, E | Geothermal plant, electric heat pump, 2000m. DH temperature 80/40 degree - renewable heat - geothermal - medium | Geothermal plant, electric heat pump, 2000m. DH temperature 80/40 degree | renewable heat | geothermal | medium | Technology-specific data | Heat generation from heat pumps [MW_h] | Heat generation from heat pumps |  | MW_h |  | A | 1 | upper | 2050 | 0.31648
45.1.b Geothermal DH, 2000m, E | Geothermal plant, electric heat pump, 2000m. DH temperature 80/40 degree - renewable heat - geothermal - medium | Geothermal plant, electric heat pump, 2000m. DH temperature 80/40 degree | renewable heat | geothermal | medium | Technology-specific data | Number of injection wells | Number of injection wells |  |  |  | L | 1 | ctrl | 2020 | 4
45.1.b Geothermal DH, 2000m, E | Geothermal plant, electric heat pump, 2000m. DH temperature 80/40 degree - renewable heat - geothermal - medium | Geothermal plant, electric heat pump, 2000m. DH temperature 80/40 degree | renewable heat | geothermal | medium | Technology-specific data | Number of injection wells | Number of injection wells |  |  |  | L | 1 | ctrl | 2025 | 4
45.1.b Geothermal DH, 2000m, E | Geothermal plant, electric heat pump, 2000m. DH temperature 80/40 degree - renewable heat - geothermal - medium | Geothermal plant, electric heat pump, 2000m. DH temperature 80/40 degree | renewable heat | geothermal | medium | Technology-specific data | Number of injection wells | Number of injection wells |  |  |  | L | 1 | lower | 2025 | 3
45.1.b Geothermal DH, 2000m, E | Geothermal plant, electric heat pump, 2000m. DH temperature 80/40 degree - renewable heat - geothermal - medium | Geothermal plant, electric heat pump, 2000m. DH temperature 80/40 degree | renewable heat | geothermal | medium | Technology-specific data | Number of injection wells | Number of injection wells |  |  |  | L | 1 | upper | 2025 | 2
45.1.b Geothermal DH, 2000m, E | Geothermal plant, electric heat pump, 2000m. DH temperature 80/40 degree - renewable heat - geothermal - medium | Geothermal plant, electric heat pump, 2000m. DH temperature 80/40 degree | renewable heat | geothermal | medium | Technology-specific data | Number of injection wells | Number of injection wells |  |  |  | L | 1 | ctrl | 2030 | 4
45.1.b Geothermal DH, 2000m, E | Geothermal plant, electric heat pump, 2000m. DH temperature 80/40 degree - renewable heat - geothermal - medium | Geothermal plant, electric heat pump, 2000m. DH temperature 80/40 degree | renewable heat | geothermal | medium | Technology-specific data | Number of injection wells | Number of injection wells |  |  |  | L | 1 | ctrl | 2040 | 4
45.1.b Geothermal DH, 2000m, E | Geothermal plant, electric heat pump, 2000m. DH temperature 80/40 degree - renewable heat - geothermal - medium | Geothermal plant, electric heat pump, 2000m. DH temperature 80/40 degree | renewable heat | geothermal | medium | Technology-specific data | Number of injection wells | Number of injection wells |  |  |  | L | 1 | ctrl | 2050 | 4
45.1.b Geothermal DH, 2000m, E | Geothermal plant, electric heat pump, 2000m. DH temperature 80/40 degree - renewable heat - geothermal - medium | Geothermal plant, electric heat pump, 2000m. DH temperature 80/40 degree | renewable heat | geothermal | medium | Technology-specific data | Number of injection wells | Number of injection wells |  |  |  | L | 1 | lower | 2050 | 3
45.1.b Geothermal DH, 2000m, E | Geothermal plant, electric heat pump, 2000m. DH temperature 80/40 degree - renewable heat - geothermal - medium | Geothermal plant, electric heat pump, 2000m. DH temperature 80/40 degree | renewable heat | geothermal | medium | Technology-specific data | Number of injection wells | Number of injection wells |  |  |  | L | 1 | upper | 2050 | 2
45.1.b Geothermal DH, 2000m, E | Geothermal plant, electric heat pump, 2000m. DH temperature 80/40 degree - renewable heat - geothermal - medium | Geothermal plant, electric heat pump, 2000m. DH temperature 80/40 degree | renewable heat | geothermal | medium | Technology-specific data | Number of production wells | Number of production wells |  |  |  | [L, N] | 1 | ctrl | 2020 | 2
45.1.b Geothermal DH, 2000m, E | Geothermal plant, electric heat pump, 2000m. DH temperature 80/40 degree - renewable heat - geothermal - medium | Geothermal plant, electric heat pump, 2000m. DH temperature 80/40 degree | renewable heat | geothermal | medium | Technology-specific data | Number of production wells | Number of production wells |  |  |  | [L, N] | 1 | ctrl | 2025 | 2
45.1.b Geothermal DH, 2000m, E | Geothermal plant, electric heat pump, 2000m. DH temperature 80/40 degree - renewable heat - geothermal - medium | Geothermal plant, electric heat pump, 2000m. DH temperature 80/40 degree | renewable heat | geothermal | medium | Technology-specific data | Number of production wells | Number of production wells |  |  |  | [L, N] | 1 | lower | 2025 | 3
45.1.b Geothermal DH, 2000m, E | Geothermal plant, electric heat pump, 2000m. DH temperature 80/40 degree - renewable heat - geothermal - medium | Geothermal plant, electric heat pump, 2000m. DH temperature 80/40 degree | renewable heat | geothermal | medium | Technology-specific data | Number of production wells | Number of production wells |  |  |  | [L, N] | 1 | upper | 2025 | 1
45.1.b Geothermal DH, 2000m, E | Geothermal plant, electric heat pump, 2000m. DH temperature 80/40 degree - renewable heat - geothermal - medium | Geothermal plant, electric heat pump, 2000m. DH temperature 80/40 degree | renewable heat | geothermal | medium | Technology-specific data | Number of production wells | Number of production wells |  |  |  | [L, N] | 1 | ctrl | 2030 | 2
45.1.b Geothermal DH, 2000m, E | Geothermal plant, electric heat pump, 2000m. DH temperature 80/40 degree - renewable heat - geothermal - medium | Geothermal plant, electric heat pump, 2000m. DH temperature 80/40 degree | renewable heat | geothermal | medium | Technology-specific data | Number of production wells | Number of production wells |  |  |  | [L, N] | 1 | ctrl | 2040 | 2
45.1.b Geothermal DH, 2000m, E | Geothermal plant, electric heat pump, 2000m. DH temperature 80/40 degree - renewable heat - geothermal - medium | Geothermal plant, electric heat pump, 2000m. DH temperature 80/40 degree | renewable heat | geothermal | medium | Technology-specific data | Number of production wells | Number of production wells |  |  |  | [L, N] | 1 | ctrl | 2050 | 2
45.1.b Geothermal DH, 2000m, E | Geothermal plant, electric heat pump, 2000m. DH temperature 80/40 degree - renewable heat - geothermal - medium | Geothermal plant, electric heat pump, 2000m. DH temperature 80/40 degree | renewable heat | geothermal | medium | Technology-specific data | Number of production wells | Number of production wells |  |  |  | [L, N] | 1 | lower | 2050 | 3
45.1.b Geothermal DH, 2000m, E | Geothermal plant, electric heat pump, 2000m. DH temperature 80/40 degree - renewable heat - geothermal - medium | Geothermal plant, electric heat pump, 2000m. DH temperature 80/40 degree | renewable heat | geothermal | medium | Technology-specific data | Number of production wells | Number of production wells |  |  |  | [L, N] | 1 | upper | 2050 | 1
45.1.b Geothermal DH, 2000m, E | Geothermal plant, electric heat pump, 2000m. DH temperature 80/40 degree - renewable heat - geothermal - medium | Geothermal plant, electric heat pump, 2000m. DH temperature 80/40 degree | renewable heat | geothermal | medium | Technology-specific data | Heat pump SCOP (net, annual average) [] | Heat pump SCOP | net, annual average | [] |  | [A, N] |  | ctrl | 2020 | 5.05
45.1.b Geothermal DH, 2000m, E | Geothermal plant, electric heat pump, 2000m. DH temperature 80/40 degree - renewable heat - geothermal - medium | Geothermal plant, electric heat pump, 2000m. DH temperature 80/40 degree | renewable heat | geothermal | medium | Technology-specific data | Heat pump SCOP (net, annual average) [] | Heat pump SCOP | net, annual average | [] |  | [A, N] |  | ctrl | 2025 | 5.149
45.1.b Geothermal DH, 2000m, E | Geothermal plant, electric heat pump, 2000m. DH temperature 80/40 degree - renewable heat - geothermal - medium | Geothermal plant, electric heat pump, 2000m. DH temperature 80/40 degree | renewable heat | geothermal | medium | Technology-specific data | Heat pump SCOP (net, annual average) [] | Heat pump SCOP | net, annual average | [] |  | [A, N] |  | lower | 2025 | 5.149
45.1.b Geothermal DH, 2000m, E | Geothermal plant, electric heat pump, 2000m. DH temperature 80/40 degree - renewable heat - geothermal - medium | Geothermal plant, electric heat pump, 2000m. DH temperature 80/40 degree | renewable heat | geothermal | medium | Technology-specific data | Heat pump SCOP (net, annual average) [] | Heat pump SCOP | net, annual average | [] |  | [A, N] |  | upper | 2025 | 5.149
45.1.b Geothermal DH, 2000m, E | Geothermal plant, electric heat pump, 2000m. DH temperature 80/40 degree - renewable heat - geothermal - medium | Geothermal plant, electric heat pump, 2000m. DH temperature 80/40 degree | renewable heat | geothermal | medium | Technology-specific data | Heat pump SCOP (net, annual average) [] | Heat pump SCOP | net, annual average | [] |  | [A, N] |  | ctrl | 2030 | 5.248
45.1.b Geothermal DH, 2000m, E | Geothermal plant, electric heat pump, 2000m. DH temperature 80/40 degree - renewable heat - geothermal - medium | Geothermal plant, electric heat pump, 2000m. DH temperature 80/40 degree | renewable heat | geothermal | medium | Technology-specific data | Heat pump SCOP (net, annual average) [] | Heat pump SCOP | net, annual average | [] |  | [A, N] |  | ctrl | 2040 | 5.4461
45.1.b Geothermal DH, 2000m, E | Geothermal plant, electric heat pump, 2000m. DH temperature 80/40 degree - renewable heat - geothermal - medium | Geothermal plant, electric heat pump, 2000m. DH temperature 80/40 degree | renewable heat | geothermal | medium | Technology-specific data | Heat pump SCOP (net, annual average) [] | Heat pump SCOP | net, annual average | [] |  | [A, N] |  | ctrl | 2050 | 5.5451
45.1.b Geothermal DH, 2000m, E | Geothermal plant, electric heat pump, 2000m. DH temperature 80/40 degree - renewable heat - geothermal - medium | Geothermal plant, electric heat pump, 2000m. DH temperature 80/40 degree | renewable heat | geothermal | medium | Technology-specific data | Heat pump SCOP (net, annual average) [] | Heat pump SCOP | net, annual average | [] |  | [A, N] |  | lower | 2050 | 5.5451
45.1.b Geothermal DH, 2000m, E | Geothermal plant, electric heat pump, 2000m. DH temperature 80/40 degree - renewable heat - geothermal - medium | Geothermal plant, electric heat pump, 2000m. DH temperature 80/40 degree | renewable heat | geothermal | medium | Technology-specific data | Heat pump SCOP (net, annual average) [] | Heat pump SCOP | net, annual average | [] |  | [A, N] |  | upper | 2050 | 5.5451
45.2.a Geothermal DH, 1200m, A | Geothermal plant, absorption heat pump, 1200 m, dh temp 80/40 degree - renewable heat - geothermal - medium | Geothermal plant, absorption heat pump, 1200 m, dh temp 80/40 degree | renewable heat | geothermal | medium | Energy/technical data | Auxiliary Electricity consumption (share of heat gen.) [] | Auxiliary Electricity consumption | share of heat gen. | [] |  | B | [2, 3, 4] | ctrl | 2020 | 0.020765
45.2.a Geothermal DH, 1200m, A | Geothermal plant, absorption heat pump, 1200 m, dh temp 80/40 degree - renewable heat - geothermal - medium | Geothermal plant, absorption heat pump, 1200 m, dh temp 80/40 degree | renewable heat | geothermal | medium | Energy/technical data | Auxiliary Electricity consumption (share of heat gen.) [] | Auxiliary Electricity consumption | share of heat gen. | [] |  | B | [2, 3, 4] | ctrl | 2025 | 0.020935
45.2.a Geothermal DH, 1200m, A | Geothermal plant, absorption heat pump, 1200 m, dh temp 80/40 degree - renewable heat - geothermal - medium | Geothermal plant, absorption heat pump, 1200 m, dh temp 80/40 degree | renewable heat | geothermal | medium | Energy/technical data | Auxiliary Electricity consumption (share of heat gen.) [] | Auxiliary Electricity consumption | share of heat gen. | [] |  | B | [2, 3, 4] | lower | 2025 | 0.0082365
45.2.a Geothermal DH, 1200m, A | Geothermal plant, absorption heat pump, 1200 m, dh temp 80/40 degree - renewable heat - geothermal - medium | Geothermal plant, absorption heat pump, 1200 m, dh temp 80/40 degree | renewable heat | geothermal | medium | Energy/technical data | Auxiliary Electricity consumption (share of heat gen.) [] | Auxiliary Electricity consumption | share of heat gen. | [] |  | B | [2, 3, 4] | upper | 2025 | 0.037009
45.2.a Geothermal DH, 1200m, A | Geothermal plant, absorption heat pump, 1200 m, dh temp 80/40 degree - renewable heat - geothermal - medium | Geothermal plant, absorption heat pump, 1200 m, dh temp 80/40 degree | renewable heat | geothermal | medium | Energy/technical data | Auxiliary Electricity consumption (share of heat gen.) [] | Auxiliary Electricity consumption | share of heat gen. | [] |  | B | [2, 3, 4] | ctrl | 2030 | 0.021103
45.2.a Geothermal DH, 1200m, A | Geothermal plant, absorption heat pump, 1200 m, dh temp 80/40 degree - renewable heat - geothermal - medium | Geothermal plant, absorption heat pump, 1200 m, dh temp 80/40 degree | renewable heat | geothermal | medium | Energy/technical data | Auxiliary Electricity consumption (share of heat gen.) [] | Auxiliary Electricity consumption | share of heat gen. | [] |  | B | [2, 3, 4] | ctrl | 2040 | 0.021269
45.2.a Geothermal DH, 1200m, A | Geothermal plant, absorption heat pump, 1200 m, dh temp 80/40 degree - renewable heat - geothermal - medium | Geothermal plant, absorption heat pump, 1200 m, dh temp 80/40 degree | renewable heat | geothermal | medium | Energy/technical data | Auxiliary Electricity consumption (share of heat gen.) [] | Auxiliary Electricity consumption | share of heat gen. | [] |  | B | [2, 3, 4] | ctrl | 2050 | 0.021433
45.2.a Geothermal DH, 1200m, A | Geothermal plant, absorption heat pump, 1200 m, dh temp 80/40 degree - renewable heat - geothermal - medium | Geothermal plant, absorption heat pump, 1200 m, dh temp 80/40 degree | renewable heat | geothermal | medium | Energy/technical data | Auxiliary Electricity consumption (share of heat gen.) [] | Auxiliary Electricity consumption | share of heat gen. | [] |  | B | [2, 3, 4] | lower | 2050 | 0.0082365
45.2.a Geothermal DH, 1200m, A | Geothermal plant, absorption heat pump, 1200 m, dh temp 80/40 degree - renewable heat - geothermal - medium | Geothermal plant, absorption heat pump, 1200 m, dh temp 80/40 degree | renewable heat | geothermal | medium | Energy/technical data | Auxiliary Electricity consumption (share of heat gen.) [] | Auxiliary Electricity consumption | share of heat gen. | [] |  | B | [2, 3, 4] | upper | 2050 | 0.037009
45.2.a Geothermal DH, 1200m, A | Geothermal plant, absorption heat pump, 1200 m, dh temp 80/40 degree - renewable heat - geothermal - medium | Geothermal plant, absorption heat pump, 1200 m, dh temp 80/40 degree | renewable heat | geothermal | medium | Energy/technical data | Construction time [years] | Construction time |  | years |  |  | 5 | ctrl | 2020 | 4.5
45.2.a Geothermal DH, 1200m, A | Geothermal plant, absorption heat pump, 1200 m, dh temp 80/40 degree - renewable heat - geothermal - medium | Geothermal plant, absorption heat pump, 1200 m, dh temp 80/40 degree | renewable heat | geothermal | medium | Energy/technical data | Construction time [years] | Construction time |  | years |  |  | 5 | ctrl | 2025 | 4.5
45.2.a Geothermal DH, 1200m, A | Geothermal plant, absorption heat pump, 1200 m, dh temp 80/40 degree - renewable heat - geothermal - medium | Geothermal plant, absorption heat pump, 1200 m, dh temp 80/40 degree | renewable heat | geothermal | medium | Energy/technical data | Construction time [years] | Construction time |  | years |  |  | 5 | lower | 2025 | 4
45.2.a Geothermal DH, 1200m, A | Geothermal plant, absorption heat pump, 1200 m, dh temp 80/40 degree - renewable heat - geothermal - medium | Geothermal plant, absorption heat pump, 1200 m, dh temp 80/40 degree | renewable heat | geothermal | medium | Energy/technical data | Construction time [years] | Construction time |  | years |  |  | 5 | upper | 2025 | 5
45.2.a Geothermal DH, 1200m, A | Geothermal plant, absorption heat pump, 1200 m, dh temp 80/40 degree - renewable heat - geothermal - medium | Geothermal plant, absorption heat pump, 1200 m, dh temp 80/40 degree | renewable heat | geothermal | medium | Energy/technical data | Construction time [years] | Construction time |  | years |  |  | 5 | ctrl | 2030 | 4
45.2.a Geothermal DH, 1200m, A | Geothermal plant, absorption heat pump, 1200 m, dh temp 80/40 degree - renewable heat - geothermal - medium | Geothermal plant, absorption heat pump, 1200 m, dh temp 80/40 degree | renewable heat | geothermal | medium | Energy/technical data | Construction time [years] | Construction time |  | years |  |  | 5 | ctrl | 2040 | 4
45.2.a Geothermal DH, 1200m, A | Geothermal plant, absorption heat pump, 1200 m, dh temp 80/40 degree - renewable heat - geothermal - medium | Geothermal plant, absorption heat pump, 1200 m, dh temp 80/40 degree | renewable heat | geothermal | medium | Energy/technical data | Construction time [years] | Construction time |  | years |  |  | 5 | ctrl | 2050 | 4
45.2.a Geothermal DH, 1200m, A | Geothermal plant, absorption heat pump, 1200 m, dh temp 80/40 degree - renewable heat - geothermal - medium | Geothermal plant, absorption heat pump, 1200 m, dh temp 80/40 degree | renewable heat | geothermal | medium | Energy/technical data | Construction time [years] | Construction time |  | years |  |  | 5 | lower | 2050 | 3
45.2.a Geothermal DH, 1200m, A | Geothermal plant, absorption heat pump, 1200 m, dh temp 80/40 degree - renewable heat - geothermal - medium | Geothermal plant, absorption heat pump, 1200 m, dh temp 80/40 degree | renewable heat | geothermal | medium | Energy/technical data | Construction time [years] | Construction time |  | years |  |  | 5 | upper | 2050 | 5
45.2.a Geothermal DH, 1200m, A | Geothermal plant, absorption heat pump, 1200 m, dh temp 80/40 degree - renewable heat - geothermal - medium | Geothermal plant, absorption heat pump, 1200 m, dh temp 80/40 degree | renewable heat | geothermal | medium | Energy/technical data | Forced outage [] | Forced outage |  | [] |  |  | 5 | ctrl | 2020 | 0.02
45.2.a Geothermal DH, 1200m, A | Geothermal plant, absorption heat pump, 1200 m, dh temp 80/40 degree - renewable heat - geothermal - medium | Geothermal plant, absorption heat pump, 1200 m, dh temp 80/40 degree | renewable heat | geothermal | medium | Energy/technical data | Forced outage [] | Forced outage |  | [] |  |  | 5 | ctrl | 2025 | 0.02
45.2.a Geothermal DH, 1200m, A | Geothermal plant, absorption heat pump, 1200 m, dh temp 80/40 degree - renewable heat - geothermal - medium | Geothermal plant, absorption heat pump, 1200 m, dh temp 80/40 degree | renewable heat | geothermal | medium | Energy/technical data | Forced outage [] | Forced outage |  | [] |  |  | 5 | lower | 2025 | 0.01
45.2.a Geothermal DH, 1200m, A | Geothermal plant, absorption heat pump, 1200 m, dh temp 80/40 degree - renewable heat - geothermal - medium | Geothermal plant, absorption heat pump, 1200 m, dh temp 80/40 degree | renewable heat | geothermal | medium | Energy/technical data | Forced outage [] | Forced outage |  | [] |  |  | 5 | upper | 2025 | 0.03
45.2.a Geothermal DH, 1200m, A | Geothermal plant, absorption heat pump, 1200 m, dh temp 80/40 degree - renewable heat - geothermal - medium | Geothermal plant, absorption heat pump, 1200 m, dh temp 80/40 degree | renewable heat | geothermal | medium | Energy/technical data | Forced outage [] | Forced outage |  | [] |  |  | 5 | ctrl | 2030 | 0.02
45.2.a Geothermal DH, 1200m, A | Geothermal plant, absorption heat pump, 1200 m, dh temp 80/40 degree - renewable heat - geothermal - medium | Geothermal plant, absorption heat pump, 1200 m, dh temp 80/40 degree | renewable heat | geothermal | medium | Energy/technical data | Forced outage [] | Forced outage |  | [] |  |  | 5 | ctrl | 2040 | 0.02
45.2.a Geothermal DH, 1200m, A | Geothermal plant, absorption heat pump, 1200 m, dh temp 80/40 degree - renewable heat - geothermal - medium | Geothermal plant, absorption heat pump, 1200 m, dh temp 80/40 degree | renewable heat | geothermal | medium | Energy/technical data | Forced outage [] | Forced outage |  | [] |  |  | 5 | ctrl | 2050 | 0.02
45.2.a Geothermal DH, 1200m, A | Geothermal plant, absorption heat pump, 1200 m, dh temp 80/40 degree - renewable heat - geothermal - medium | Geothermal plant, absorption heat pump, 1200 m, dh temp 80/40 degree | renewable heat | geothermal | medium | Energy/technical data | Forced outage [] | Forced outage |  | [] |  |  | 5 | lower | 2050 | 0.01
45.2.a Geothermal DH, 1200m, A | Geothermal plant, absorption heat pump, 1200 m, dh temp 80/40 degree - renewable heat - geothermal - medium | Geothermal plant, absorption heat pump, 1200 m, dh temp 80/40 degree | renewable heat | geothermal | medium | Energy/technical data | Forced outage [] | Forced outage |  | [] |  |  | 5 | upper | 2050 | 0.03
45.2.a Geothermal DH, 1200m, A | Geothermal plant, absorption heat pump, 1200 m, dh temp 80/40 degree - renewable heat - geothermal - medium | Geothermal plant, absorption heat pump, 1200 m, dh temp 80/40 degree | renewable heat | geothermal | medium | Energy/technical data | Generating capacity for one unit [MW_h] | Generating capacity for one unit |  | MW_h |  | [I, A] | [1, 2] | ctrl | 2020 | 22.6587
45.2.a Geothermal DH, 1200m, A | Geothermal plant, absorption heat pump, 1200 m, dh temp 80/40 degree - renewable heat - geothermal - medium | Geothermal plant, absorption heat pump, 1200 m, dh temp 80/40 degree | renewable heat | geothermal | medium | Energy/technical data | Generating capacity for one unit [MW_h] | Generating capacity for one unit |  | MW_h |  | [I, A] | [1, 2] | ctrl | 2025 | 22.4747
45.2.a Geothermal DH, 1200m, A | Geothermal plant, absorption heat pump, 1200 m, dh temp 80/40 degree - renewable heat - geothermal - medium | Geothermal plant, absorption heat pump, 1200 m, dh temp 80/40 degree | renewable heat | geothermal | medium | Energy/technical data | Generating capacity for one unit [MW_h] | Generating capacity for one unit |  | MW_h |  | [I, A] | [1, 2] | lower | 2025 | 38.56
45.2.a Geothermal DH, 1200m, A | Geothermal plant, absorption heat pump, 1200 m, dh temp 80/40 degree - renewable heat - geothermal - medium | Geothermal plant, absorption heat pump, 1200 m, dh temp 80/40 degree | renewable heat | geothermal | medium | Energy/technical data | Generating capacity for one unit [MW_h] | Generating capacity for one unit |  | MW_h |  | [I, A] | [1, 2] | upper | 2025 | 8.56
45.2.a Geothermal DH, 1200m, A | Geothermal plant, absorption heat pump, 1200 m, dh temp 80/40 degree - renewable heat - geothermal - medium | Geothermal plant, absorption heat pump, 1200 m, dh temp 80/40 degree | renewable heat | geothermal | medium | Energy/technical data | Generating capacity for one unit [MW_h] | Generating capacity for one unit |  | MW_h |  | [I, A] | [1, 2] | ctrl | 2030 | 22.2957
45.2.a Geothermal DH, 1200m, A | Geothermal plant, absorption heat pump, 1200 m, dh temp 80/40 degree - renewable heat - geothermal - medium | Geothermal plant, absorption heat pump, 1200 m, dh temp 80/40 degree | renewable heat | geothermal | medium | Energy/technical data | Generating capacity for one unit [MW_h] | Generating capacity for one unit |  | MW_h |  | [I, A] | [1, 2] | ctrl | 2040 | 22.1215
45.2.a Geothermal DH, 1200m, A | Geothermal plant, absorption heat pump, 1200 m, dh temp 80/40 degree - renewable heat - geothermal - medium | Geothermal plant, absorption heat pump, 1200 m, dh temp 80/40 degree | renewable heat | geothermal | medium | Energy/technical data | Generating capacity for one unit [MW_h] | Generating capacity for one unit |  | MW_h |  | [I, A] | [1, 2] | ctrl | 2050 | 21.952
45.2.a Geothermal DH, 1200m, A | Geothermal plant, absorption heat pump, 1200 m, dh temp 80/40 degree - renewable heat - geothermal - medium | Geothermal plant, absorption heat pump, 1200 m, dh temp 80/40 degree | renewable heat | geothermal | medium | Energy/technical data | Generating capacity for one unit [MW_h] | Generating capacity for one unit |  | MW_h |  | [I, A] | [1, 2] | lower | 2050 | 38.56
45.2.a Geothermal DH, 1200m, A | Geothermal plant, absorption heat pump, 1200 m, dh temp 80/40 degree - renewable heat - geothermal - medium | Geothermal plant, absorption heat pump, 1200 m, dh temp 80/40 degree | renewable heat | geothermal | medium | Energy/technical data | Generating capacity for one unit [MW_h] | Generating capacity for one unit |  | MW_h |  | [I, A] | [1, 2] | upper | 2050 | 8.56
45.2.a Geothermal DH, 1200m, A | Geothermal plant, absorption heat pump, 1200 m, dh temp 80/40 degree - renewable heat - geothermal - medium | Geothermal plant, absorption heat pump, 1200 m, dh temp 80/40 degree | renewable heat | geothermal | medium | Energy/technical data | Planned outage [weeks per year] | Planned outage |  | weeks per year |  |  | 5 | ctrl | 2020 | 2
45.2.a Geothermal DH, 1200m, A | Geothermal plant, absorption heat pump, 1200 m, dh temp 80/40 degree - renewable heat - geothermal - medium | Geothermal plant, absorption heat pump, 1200 m, dh temp 80/40 degree | renewable heat | geothermal | medium | Energy/technical data | Planned outage [weeks per year] | Planned outage |  | weeks per year |  |  | 5 | ctrl | 2025 | 2
45.2.a Geothermal DH, 1200m, A | Geothermal plant, absorption heat pump, 1200 m, dh temp 80/40 degree - renewable heat - geothermal - medium | Geothermal plant, absorption heat pump, 1200 m, dh temp 80/40 degree | renewable heat | geothermal | medium | Energy/technical data | Planned outage [weeks per year] | Planned outage |  | weeks per year |  |  | 5 | lower | 2025 | 1
45.2.a Geothermal DH, 1200m, A | Geothermal plant, absorption heat pump, 1200 m, dh temp 80/40 degree - renewable heat - geothermal - medium | Geothermal plant, absorption heat pump, 1200 m, dh temp 80/40 degree | renewable heat | geothermal | medium | Energy/technical data | Planned outage [weeks per year] | Planned outage |  | weeks per year |  |  | 5 | upper | 2025 | 4
45.2.a Geothermal DH, 1200m, A | Geothermal plant, absorption heat pump, 1200 m, dh temp 80/40 degree - renewable heat - geothermal - medium | Geothermal plant, absorption heat pump, 1200 m, dh temp 80/40 degree | renewable heat | geothermal | medium | Energy/technical data | Planned outage [weeks per year] | Planned outage |  | weeks per year |  |  | 5 | ctrl | 2030 | 2
45.2.a Geothermal DH, 1200m, A | Geothermal plant, absorption heat pump, 1200 m, dh temp 80/40 degree - renewable heat - geothermal - medium | Geothermal plant, absorption heat pump, 1200 m, dh temp 80/40 degree | renewable heat | geothermal | medium | Energy/technical data | Planned outage [weeks per year] | Planned outage |  | weeks per year |  |  | 5 | ctrl | 2040 | 2
45.2.a Geothermal DH, 1200m, A | Geothermal plant, absorption heat pump, 1200 m, dh temp 80/40 degree - renewable heat - geothermal - medium | Geothermal plant, absorption heat pump, 1200 m, dh temp 80/40 degree | renewable heat | geothermal | medium | Energy/technical data | Planned outage [weeks per year] | Planned outage |  | weeks per year |  |  | 5 | ctrl | 2050 | 2
45.2.a Geothermal DH, 1200m, A | Geothermal plant, absorption heat pump, 1200 m, dh temp 80/40 degree - renewable heat - geothermal - medium | Geothermal plant, absorption heat pump, 1200 m, dh temp 80/40 degree | renewable heat | geothermal | medium | Energy/technical data | Planned outage [weeks per year] | Planned outage |  | weeks per year |  |  | 5 | lower | 2050 | 1
45.2.a Geothermal DH, 1200m, A | Geothermal plant, absorption heat pump, 1200 m, dh temp 80/40 degree - renewable heat - geothermal - medium | Geothermal plant, absorption heat pump, 1200 m, dh temp 80/40 degree | renewable heat | geothermal | medium | Energy/technical data | Planned outage [weeks per year] | Planned outage |  | weeks per year |  |  | 5 | upper | 2050 | 4
45.2.a Geothermal DH, 1200m, A | Geothermal plant, absorption heat pump, 1200 m, dh temp 80/40 degree - renewable heat - geothermal - medium | Geothermal plant, absorption heat pump, 1200 m, dh temp 80/40 degree | renewable heat | geothermal | medium | Energy/technical data | Space requirement [1000 m2/MW_h] | Space requirement |  | 1000 m2/MW_h |  | D | 5 | ctrl | 2020 | 5
45.2.a Geothermal DH, 1200m, A | Geothermal plant, absorption heat pump, 1200 m, dh temp 80/40 degree - renewable heat - geothermal - medium | Geothermal plant, absorption heat pump, 1200 m, dh temp 80/40 degree | renewable heat | geothermal | medium | Energy/technical data | Space requirement [1000 m2/MW_h] | Space requirement |  | 1000 m2/MW_h |  | D | 5 | ctrl | 2025 | 5
45.2.a Geothermal DH, 1200m, A | Geothermal plant, absorption heat pump, 1200 m, dh temp 80/40 degree - renewable heat - geothermal - medium | Geothermal plant, absorption heat pump, 1200 m, dh temp 80/40 degree | renewable heat | geothermal | medium | Energy/technical data | Space requirement [1000 m2/MW_h] | Space requirement |  | 1000 m2/MW_h |  | D | 5 | lower | 2025 | 3
45.2.a Geothermal DH, 1200m, A | Geothermal plant, absorption heat pump, 1200 m, dh temp 80/40 degree - renewable heat - geothermal - medium | Geothermal plant, absorption heat pump, 1200 m, dh temp 80/40 degree | renewable heat | geothermal | medium | Energy/technical data | Space requirement [1000 m2/MW_h] | Space requirement |  | 1000 m2/MW_h |  | D | 5 | upper | 2025 | 7
45.2.a Geothermal DH, 1200m, A | Geothermal plant, absorption heat pump, 1200 m, dh temp 80/40 degree - renewable heat - geothermal - medium | Geothermal plant, absorption heat pump, 1200 m, dh temp 80/40 degree | renewable heat | geothermal | medium | Energy/technical data | Space requirement [1000 m2/MW_h] | Space requirement |  | 1000 m2/MW_h |  | D | 5 | ctrl | 2030 | 5
45.2.a Geothermal DH, 1200m, A | Geothermal plant, absorption heat pump, 1200 m, dh temp 80/40 degree - renewable heat - geothermal - medium | Geothermal plant, absorption heat pump, 1200 m, dh temp 80/40 degree | renewable heat | geothermal | medium | Energy/technical data | Space requirement [1000 m2/MW_h] | Space requirement |  | 1000 m2/MW_h |  | D | 5 | ctrl | 2040 | 5
45.2.a Geothermal DH, 1200m, A | Geothermal plant, absorption heat pump, 1200 m, dh temp 80/40 degree - renewable heat - geothermal - medium | Geothermal plant, absorption heat pump, 1200 m, dh temp 80/40 degree | renewable heat | geothermal | medium | Energy/technical data | Space requirement [1000 m2/MW_h] | Space requirement |  | 1000 m2/MW_h |  | D | 5 | ctrl | 2050 | 5
45.2.a Geothermal DH, 1200m, A | Geothermal plant, absorption heat pump, 1200 m, dh temp 80/40 degree - renewable heat - geothermal - medium | Geothermal plant, absorption heat pump, 1200 m, dh temp 80/40 degree | renewable heat | geothermal | medium | Energy/technical data | Space requirement [1000 m2/MW_h] | Space requirement |  | 1000 m2/MW_h |  | D | 5 | lower | 2050 | 3
45.2.a Geothermal DH, 1200m, A | Geothermal plant, absorption heat pump, 1200 m, dh temp 80/40 degree - renewable heat - geothermal - medium | Geothermal plant, absorption heat pump, 1200 m, dh temp 80/40 degree | renewable heat | geothermal | medium | Energy/technical data | Space requirement [1000 m2/MW_h] | Space requirement |  | 1000 m2/MW_h |  | D | 5 | upper | 2050 | 7
45.2.a Geothermal DH, 1200m, A | Geothermal plant, absorption heat pump, 1200 m, dh temp 80/40 degree - renewable heat - geothermal - medium | Geothermal plant, absorption heat pump, 1200 m, dh temp 80/40 degree | renewable heat | geothermal | medium | Energy/technical data | Technical lifetime [years] | Technical lifetime |  | years |  |  | 5 | ctrl | 2020 | 25
45.2.a Geothermal DH, 1200m, A | Geothermal plant, absorption heat pump, 1200 m, dh temp 80/40 degree - renewable heat - geothermal - medium | Geothermal plant, absorption heat pump, 1200 m, dh temp 80/40 degree | renewable heat | geothermal | medium | Energy/technical data | Technical lifetime [years] | Technical lifetime |  | years |  |  | 5 | ctrl | 2025 | 25
45.2.a Geothermal DH, 1200m, A | Geothermal plant, absorption heat pump, 1200 m, dh temp 80/40 degree - renewable heat - geothermal - medium | Geothermal plant, absorption heat pump, 1200 m, dh temp 80/40 degree | renewable heat | geothermal | medium | Energy/technical data | Technical lifetime [years] | Technical lifetime |  | years |  |  | 5 | lower | 2025 | 25
45.2.a Geothermal DH, 1200m, A | Geothermal plant, absorption heat pump, 1200 m, dh temp 80/40 degree - renewable heat - geothermal - medium | Geothermal plant, absorption heat pump, 1200 m, dh temp 80/40 degree | renewable heat | geothermal | medium | Energy/technical data | Technical lifetime [years] | Technical lifetime |  | years |  |  | 5 | upper | 2025 | 30
45.2.a Geothermal DH, 1200m, A | Geothermal plant, absorption heat pump, 1200 m, dh temp 80/40 degree - renewable heat - geothermal - medium | Geothermal plant, absorption heat pump, 1200 m, dh temp 80/40 degree | renewable heat | geothermal | medium | Energy/technical data | Technical lifetime [years] | Technical lifetime |  | years |  |  | 5 | ctrl | 2030 | 30
45.2.a Geothermal DH, 1200m, A | Geothermal plant, absorption heat pump, 1200 m, dh temp 80/40 degree - renewable heat - geothermal - medium | Geothermal plant, absorption heat pump, 1200 m, dh temp 80/40 degree | renewable heat | geothermal | medium | Energy/technical data | Technical lifetime [years] | Technical lifetime |  | years |  |  | 5 | ctrl | 2040 | 30
45.2.a Geothermal DH, 1200m, A | Geothermal plant, absorption heat pump, 1200 m, dh temp 80/40 degree - renewable heat - geothermal - medium | Geothermal plant, absorption heat pump, 1200 m, dh temp 80/40 degree | renewable heat | geothermal | medium | Energy/technical data | Technical lifetime [years] | Technical lifetime |  | years |  |  | 5 | ctrl | 2050 | 30
45.2.a Geothermal DH, 1200m, A | Geothermal plant, absorption heat pump, 1200 m, dh temp 80/40 degree - renewable heat - geothermal - medium | Geothermal plant, absorption heat pump, 1200 m, dh temp 80/40 degree | renewable heat | geothermal | medium | Energy/technical data | Technical lifetime [years] | Technical lifetime |  | years |  |  | 5 | lower | 2050 | 25
45.2.a Geothermal DH, 1200m, A | Geothermal plant, absorption heat pump, 1200 m, dh temp 80/40 degree - renewable heat - geothermal - medium | Geothermal plant, absorption heat pump, 1200 m, dh temp 80/40 degree | renewable heat | geothermal | medium | Energy/technical data | Technical lifetime [years] | Technical lifetime |  | years |  |  | 5 | upper | 2050 | 35
45.2.a Geothermal DH, 1200m, A | Geothermal plant, absorption heat pump, 1200 m, dh temp 80/40 degree - renewable heat - geothermal - medium | Geothermal plant, absorption heat pump, 1200 m, dh temp 80/40 degree | renewable heat | geothermal | medium | Energy/technical data | Heat efficiency (net, annual average) [] | Heat efficiency | net, annual average | [] |  | AG |  | ctrl | 2020 | 1.6514
45.2.a Geothermal DH, 1200m, A | Geothermal plant, absorption heat pump, 1200 m, dh temp 80/40 degree - renewable heat - geothermal - medium | Geothermal plant, absorption heat pump, 1200 m, dh temp 80/40 degree | renewable heat | geothermal | medium | Energy/technical data | Heat efficiency (net, annual average) [] | Heat efficiency | net, annual average | [] |  | AG |  | ctrl | 2025 | 1.6602
45.2.a Geothermal DH, 1200m, A | Geothermal plant, absorption heat pump, 1200 m, dh temp 80/40 degree - renewable heat - geothermal - medium | Geothermal plant, absorption heat pump, 1200 m, dh temp 80/40 degree | renewable heat | geothermal | medium | Energy/technical data | Heat efficiency (net, annual average) [] | Heat efficiency | net, annual average | [] |  | AG |  | lower | 2025 | 1.7235
45.2.a Geothermal DH, 1200m, A | Geothermal plant, absorption heat pump, 1200 m, dh temp 80/40 degree - renewable heat - geothermal - medium | Geothermal plant, absorption heat pump, 1200 m, dh temp 80/40 degree | renewable heat | geothermal | medium | Energy/technical data | Heat efficiency (net, annual average) [] | Heat efficiency | net, annual average | [] |  | AG |  | upper | 2025 | 1.6444
45.2.a Geothermal DH, 1200m, A | Geothermal plant, absorption heat pump, 1200 m, dh temp 80/40 degree - renewable heat - geothermal - medium | Geothermal plant, absorption heat pump, 1200 m, dh temp 80/40 degree | renewable heat | geothermal | medium | Energy/technical data | Heat efficiency (net, annual average) [] | Heat efficiency | net, annual average | [] |  | AG |  | ctrl | 2030 | 1.6691
45.2.a Geothermal DH, 1200m, A | Geothermal plant, absorption heat pump, 1200 m, dh temp 80/40 degree - renewable heat - geothermal - medium | Geothermal plant, absorption heat pump, 1200 m, dh temp 80/40 degree | renewable heat | geothermal | medium | Energy/technical data | Heat efficiency (net, annual average) [] | Heat efficiency | net, annual average | [] |  | AG |  | ctrl | 2040 | 1.6779
45.2.a Geothermal DH, 1200m, A | Geothermal plant, absorption heat pump, 1200 m, dh temp 80/40 degree - renewable heat - geothermal - medium | Geothermal plant, absorption heat pump, 1200 m, dh temp 80/40 degree | renewable heat | geothermal | medium | Energy/technical data | Heat efficiency (net, annual average) [] | Heat efficiency | net, annual average | [] |  | AG |  | ctrl | 2050 | 1.6867
45.2.a Geothermal DH, 1200m, A | Geothermal plant, absorption heat pump, 1200 m, dh temp 80/40 degree - renewable heat - geothermal - medium | Geothermal plant, absorption heat pump, 1200 m, dh temp 80/40 degree | renewable heat | geothermal | medium | Energy/technical data | Heat efficiency (net, annual average) [] | Heat efficiency | net, annual average | [] |  | AG |  | lower | 2050 | 1.7942
45.2.a Geothermal DH, 1200m, A | Geothermal plant, absorption heat pump, 1200 m, dh temp 80/40 degree - renewable heat - geothermal - medium | Geothermal plant, absorption heat pump, 1200 m, dh temp 80/40 degree | renewable heat | geothermal | medium | Energy/technical data | Heat efficiency (net, annual average) [] | Heat efficiency | net, annual average | [] |  | AG |  | upper | 2050 | 1.7085
45.2.a Geothermal DH, 1200m, A | Geothermal plant, absorption heat pump, 1200 m, dh temp 80/40 degree - renewable heat - geothermal - medium | Geothermal plant, absorption heat pump, 1200 m, dh temp 80/40 degree | renewable heat | geothermal | medium | Environment | CH4 [g/GJ_i] | CH4 |  | g/GJ_i |  |  |  | ctrl | 2020
45.2.a Geothermal DH, 1200m, A | Geothermal plant, absorption heat pump, 1200 m, dh temp 80/40 degree - renewable heat - geothermal - medium | Geothermal plant, absorption heat pump, 1200 m, dh temp 80/40 degree | renewable heat | geothermal | medium | Environment | CH4 [g/GJ_i] | CH4 |  | g/GJ_i |  |  |  | ctrl | 2025
45.2.a Geothermal DH, 1200m, A | Geothermal plant, absorption heat pump, 1200 m, dh temp 80/40 degree - renewable heat - geothermal - medium | Geothermal plant, absorption heat pump, 1200 m, dh temp 80/40 degree | renewable heat | geothermal | medium | Environment | CH4 [g/GJ_i] | CH4 |  | g/GJ_i |  |  |  | lower | 2025
45.2.a Geothermal DH, 1200m, A | Geothermal plant, absorption heat pump, 1200 m, dh temp 80/40 degree - renewable heat - geothermal - medium | Geothermal plant, absorption heat pump, 1200 m, dh temp 80/40 degree | renewable heat | geothermal | medium | Environment | CH4 [g/GJ_i] | CH4 |  | g/GJ_i |  |  |  | upper | 2025
45.2.a Geothermal DH, 1200m, A | Geothermal plant, absorption heat pump, 1200 m, dh temp 80/40 degree - renewable heat - geothermal - medium | Geothermal plant, absorption heat pump, 1200 m, dh temp 80/40 degree | renewable heat | geothermal | medium | Environment | CH4 [g/GJ_i] | CH4 |  | g/GJ_i |  |  |  | ctrl | 2030
45.2.a Geothermal DH, 1200m, A | Geothermal plant, absorption heat pump, 1200 m, dh temp 80/40 degree - renewable heat - geothermal - medium | Geothermal plant, absorption heat pump, 1200 m, dh temp 80/40 degree | renewable heat | geothermal | medium | Environment | CH4 [g/GJ_i] | CH4 |  | g/GJ_i |  |  |  | ctrl | 2040
45.2.a Geothermal DH, 1200m, A | Geothermal plant, absorption heat pump, 1200 m, dh temp 80/40 degree - renewable heat - geothermal - medium | Geothermal plant, absorption heat pump, 1200 m, dh temp 80/40 degree | renewable heat | geothermal | medium | Environment | CH4 [g/GJ_i] | CH4 |  | g/GJ_i |  |  |  | ctrl | 2050
45.2.a Geothermal DH, 1200m, A | Geothermal plant, absorption heat pump, 1200 m, dh temp 80/40 degree - renewable heat - geothermal - medium | Geothermal plant, absorption heat pump, 1200 m, dh temp 80/40 degree | renewable heat | geothermal | medium | Environment | CH4 [g/GJ_i] | CH4 |  | g/GJ_i |  |  |  | lower | 2050
45.2.a Geothermal DH, 1200m, A | Geothermal plant, absorption heat pump, 1200 m, dh temp 80/40 degree - renewable heat - geothermal - medium | Geothermal plant, absorption heat pump, 1200 m, dh temp 80/40 degree | renewable heat | geothermal | medium | Environment | CH4 [g/GJ_i] | CH4 |  | g/GJ_i |  |  |  | upper | 2050
45.2.a Geothermal DH, 1200m, A | Geothermal plant, absorption heat pump, 1200 m, dh temp 80/40 degree - renewable heat - geothermal - medium | Geothermal plant, absorption heat pump, 1200 m, dh temp 80/40 degree | renewable heat | geothermal | medium | Environment | N2O [g/GJ_i] | N2O |  | g/GJ_i |  |  |  | ctrl | 2020
45.2.a Geothermal DH, 1200m, A | Geothermal plant, absorption heat pump, 1200 m, dh temp 80/40 degree - renewable heat - geothermal - medium | Geothermal plant, absorption heat pump, 1200 m, dh temp 80/40 degree | renewable heat | geothermal | medium | Environment | N2O [g/GJ_i] | N2O |  | g/GJ_i |  |  |  | ctrl | 2025
45.2.a Geothermal DH, 1200m, A | Geothermal plant, absorption heat pump, 1200 m, dh temp 80/40 degree - renewable heat - geothermal - medium | Geothermal plant, absorption heat pump, 1200 m, dh temp 80/40 degree | renewable heat | geothermal | medium | Environment | N2O [g/GJ_i] | N2O |  | g/GJ_i |  |  |  | lower | 2025
45.2.a Geothermal DH, 1200m, A | Geothermal plant, absorption heat pump, 1200 m, dh temp 80/40 degree - renewable heat - geothermal - medium | Geothermal plant, absorption heat pump, 1200 m, dh temp 80/40 degree | renewable heat | geothermal | medium | Environment | N2O [g/GJ_i] | N2O |  | g/GJ_i |  |  |  | upper | 2025
45.2.a Geothermal DH, 1200m, A | Geothermal plant, absorption heat pump, 1200 m, dh temp 80/40 degree - renewable heat - geothermal - medium | Geothermal plant, absorption heat pump, 1200 m, dh temp 80/40 degree | renewable heat | geothermal | medium | Environment | N2O [g/GJ_i] | N2O |  | g/GJ_i |  |  |  | ctrl | 2030
45.2.a Geothermal DH, 1200m, A | Geothermal plant, absorption heat pump, 1200 m, dh temp 80/40 degree - renewable heat - geothermal - medium | Geothermal plant, absorption heat pump, 1200 m, dh temp 80/40 degree | renewable heat | geothermal | medium | Environment | N2O [g/GJ_i] | N2O |  | g/GJ_i |  |  |  | ctrl | 2040
45.2.a Geothermal DH, 1200m, A | Geothermal plant, absorption heat pump, 1200 m, dh temp 80/40 degree - renewable heat - geothermal - medium | Geothermal plant, absorption heat pump, 1200 m, dh temp 80/40 degree | renewable heat | geothermal | medium | Environment | N2O [g/GJ_i] | N2O |  | g/GJ_i |  |  |  | ctrl | 2050
45.2.a Geothermal DH, 1200m, A | Geothermal plant, absorption heat pump, 1200 m, dh temp 80/40 degree - renewable heat - geothermal - medium | Geothermal plant, absorption heat pump, 1200 m, dh temp 80/40 degree | renewable heat | geothermal | medium | Environment | N2O [g/GJ_i] | N2O |  | g/GJ_i |  |  |  | lower | 2050
45.2.a Geothermal DH, 1200m, A | Geothermal plant, absorption heat pump, 1200 m, dh temp 80/40 degree - renewable heat - geothermal - medium | Geothermal plant, absorption heat pump, 1200 m, dh temp 80/40 degree | renewable heat | geothermal | medium | Environment | N2O [g/GJ_i] | N2O |  | g/GJ_i |  |  |  | upper | 2050
45.2.a Geothermal DH, 1200m, A | Geothermal plant, absorption heat pump, 1200 m, dh temp 80/40 degree - renewable heat - geothermal - medium | Geothermal plant, absorption heat pump, 1200 m, dh temp 80/40 degree | renewable heat | geothermal | medium | Environment | NOX [g/GJ_i] | NOX |  | g/GJ_i |  |  |  | ctrl | 2020
45.2.a Geothermal DH, 1200m, A | Geothermal plant, absorption heat pump, 1200 m, dh temp 80/40 degree - renewable heat - geothermal - medium | Geothermal plant, absorption heat pump, 1200 m, dh temp 80/40 degree | renewable heat | geothermal | medium | Environment | NOX [g/GJ_i] | NOX |  | g/GJ_i |  |  |  | ctrl | 2025
45.2.a Geothermal DH, 1200m, A | Geothermal plant, absorption heat pump, 1200 m, dh temp 80/40 degree - renewable heat - geothermal - medium | Geothermal plant, absorption heat pump, 1200 m, dh temp 80/40 degree | renewable heat | geothermal | medium | Environment | NOX [g/GJ_i] | NOX |  | g/GJ_i |  |  |  | lower | 2025
45.2.a Geothermal DH, 1200m, A | Geothermal plant, absorption heat pump, 1200 m, dh temp 80/40 degree - renewable heat - geothermal - medium | Geothermal plant, absorption heat pump, 1200 m, dh temp 80/40 degree | renewable heat | geothermal | medium | Environment | NOX [g/GJ_i] | NOX |  | g/GJ_i |  |  |  | upper | 2025
45.2.a Geothermal DH, 1200m, A | Geothermal plant, absorption heat pump, 1200 m, dh temp 80/40 degree - renewable heat - geothermal - medium | Geothermal plant, absorption heat pump, 1200 m, dh temp 80/40 degree | renewable heat | geothermal | medium | Environment | NOX [g/GJ_i] | NOX |  | g/GJ_i |  |  |  | ctrl | 2030
45.2.a Geothermal DH, 1200m, A | Geothermal plant, absorption heat pump, 1200 m, dh temp 80/40 degree - renewable heat - geothermal - medium | Geothermal plant, absorption heat pump, 1200 m, dh temp 80/40 degree | renewable heat | geothermal | medium | Environment | NOX [g/GJ_i] | NOX |  | g/GJ_i |  |  |  | ctrl | 2040
45.2.a Geothermal DH, 1200m, A | Geothermal plant, absorption heat pump, 1200 m, dh temp 80/40 degree - renewable heat - geothermal - medium | Geothermal plant, absorption heat pump, 1200 m, dh temp 80/40 degree | renewable heat | geothermal | medium | Environment | NOX [g/GJ_i] | NOX |  | g/GJ_i |  |  |  | ctrl | 2050
45.2.a Geothermal DH, 1200m, A | Geothermal plant, absorption heat pump, 1200 m, dh temp 80/40 degree - renewable heat - geothermal - medium | Geothermal plant, absorption heat pump, 1200 m, dh temp 80/40 degree | renewable heat | geothermal | medium | Environment | NOX [g/GJ_i] | NOX |  | g/GJ_i |  |  |  | lower | 2050
45.2.a Geothermal DH, 1200m, A | Geothermal plant, absorption heat pump, 1200 m, dh temp 80/40 degree - renewable heat - geothermal - medium | Geothermal plant, absorption heat pump, 1200 m, dh temp 80/40 degree | renewable heat | geothermal | medium | Environment | NOX [g/GJ_i] | NOX |  | g/GJ_i |  |  |  | upper | 2050
45.2.a Geothermal DH, 1200m, A | Geothermal plant, absorption heat pump, 1200 m, dh temp 80/40 degree - renewable heat - geothermal - medium | Geothermal plant, absorption heat pump, 1200 m, dh temp 80/40 degree | renewable heat | geothermal | medium | Environment | Particles [g/GJ_i] | Particles |  | g/GJ_i |  |  |  | ctrl | 2020
45.2.a Geothermal DH, 1200m, A | Geothermal plant, absorption heat pump, 1200 m, dh temp 80/40 degree - renewable heat - geothermal - medium | Geothermal plant, absorption heat pump, 1200 m, dh temp 80/40 degree | renewable heat | geothermal | medium | Environment | Particles [g/GJ_i] | Particles |  | g/GJ_i |  |  |  | ctrl | 2025
45.2.a Geothermal DH, 1200m, A | Geothermal plant, absorption heat pump, 1200 m, dh temp 80/40 degree - renewable heat - geothermal - medium | Geothermal plant, absorption heat pump, 1200 m, dh temp 80/40 degree | renewable heat | geothermal | medium | Environment | Particles [g/GJ_i] | Particles |  | g/GJ_i |  |  |  | lower | 2025
45.2.a Geothermal DH, 1200m, A | Geothermal plant, absorption heat pump, 1200 m, dh temp 80/40 degree - renewable heat - geothermal - medium | Geothermal plant, absorption heat pump, 1200 m, dh temp 80/40 degree | renewable heat | geothermal | medium | Environment | Particles [g/GJ_i] | Particles |  | g/GJ_i |  |  |  | upper | 2025
45.2.a Geothermal DH, 1200m, A | Geothermal plant, absorption heat pump, 1200 m, dh temp 80/40 degree - renewable heat - geothermal - medium | Geothermal plant, absorption heat pump, 1200 m, dh temp 80/40 degree | renewable heat | geothermal | medium | Environment | Particles [g/GJ_i] | Particles |  | g/GJ_i |  |  |  | ctrl | 2030
45.2.a Geothermal DH, 1200m, A | Geothermal plant, absorption heat pump, 1200 m, dh temp 80/40 degree - renewable heat - geothermal - medium | Geothermal plant, absorption heat pump, 1200 m, dh temp 80/40 degree | renewable heat | geothermal | medium | Environment | Particles [g/GJ_i] | Particles |  | g/GJ_i |  |  |  | ctrl | 2040
45.2.a Geothermal DH, 1200m, A | Geothermal plant, absorption heat pump, 1200 m, dh temp 80/40 degree - renewable heat - geothermal - medium | Geothermal plant, absorption heat pump, 1200 m, dh temp 80/40 degree | renewable heat | geothermal | medium | Environment | Particles [g/GJ_i] | Particles |  | g/GJ_i |  |  |  | ctrl | 2050
45.2.a Geothermal DH, 1200m, A | Geothermal plant, absorption heat pump, 1200 m, dh temp 80/40 degree - renewable heat - geothermal - medium | Geothermal plant, absorption heat pump, 1200 m, dh temp 80/40 degree | renewable heat | geothermal | medium | Environment | Particles [g/GJ_i] | Particles |  | g/GJ_i |  |  |  | lower | 2050
45.2.a Geothermal DH, 1200m, A | Geothermal plant, absorption heat pump, 1200 m, dh temp 80/40 degree - renewable heat - geothermal - medium | Geothermal plant, absorption heat pump, 1200 m, dh temp 80/40 degree | renewable heat | geothermal | medium | Environment | Particles [g/GJ_i] | Particles |  | g/GJ_i |  |  |  | upper | 2050
45.2.a Geothermal DH, 1200m, A | Geothermal plant, absorption heat pump, 1200 m, dh temp 80/40 degree - renewable heat - geothermal - medium | Geothermal plant, absorption heat pump, 1200 m, dh temp 80/40 degree | renewable heat | geothermal | medium | Environment | SO2 (degree of desulphuring) [] | SO2 | degree of desulphuring | [] |  |  |  | ctrl | 2020
45.2.a Geothermal DH, 1200m, A | Geothermal plant, absorption heat pump, 1200 m, dh temp 80/40 degree - renewable heat - geothermal - medium | Geothermal plant, absorption heat pump, 1200 m, dh temp 80/40 degree | renewable heat | geothermal | medium | Environment | SO2 (degree of desulphuring) [] | SO2 | degree of desulphuring | [] |  |  |  | ctrl | 2025
45.2.a Geothermal DH, 1200m, A | Geothermal plant, absorption heat pump, 1200 m, dh temp 80/40 degree - renewable heat - geothermal - medium | Geothermal plant, absorption heat pump, 1200 m, dh temp 80/40 degree | renewable heat | geothermal | medium | Environment | SO2 (degree of desulphuring) [] | SO2 | degree of desulphuring | [] |  |  |  | lower | 2025
45.2.a Geothermal DH, 1200m, A | Geothermal plant, absorption heat pump, 1200 m, dh temp 80/40 degree - renewable heat - geothermal - medium | Geothermal plant, absorption heat pump, 1200 m, dh temp 80/40 degree | renewable heat | geothermal | medium | Environment | SO2 (degree of desulphuring) [] | SO2 | degree of desulphuring | [] |  |  |  | upper | 2025
45.2.a Geothermal DH, 1200m, A | Geothermal plant, absorption heat pump, 1200 m, dh temp 80/40 degree - renewable heat - geothermal - medium | Geothermal plant, absorption heat pump, 1200 m, dh temp 80/40 degree | renewable heat | geothermal | medium | Environment | SO2 (degree of desulphuring) [] | SO2 | degree of desulphuring | [] |  |  |  | ctrl | 2030
45.2.a Geothermal DH, 1200m, A | Geothermal plant, absorption heat pump, 1200 m, dh temp 80/40 degree - renewable heat - geothermal - medium | Geothermal plant, absorption heat pump, 1200 m, dh temp 80/40 degree | renewable heat | geothermal | medium | Environment | SO2 (degree of desulphuring) [] | SO2 | degree of desulphuring | [] |  |  |  | ctrl | 2040
45.2.a Geothermal DH, 1200m, A | Geothermal plant, absorption heat pump, 1200 m, dh temp 80/40 degree - renewable heat - geothermal - medium | Geothermal plant, absorption heat pump, 1200 m, dh temp 80/40 degree | renewable heat | geothermal | medium | Environment | SO2 (degree of desulphuring) [] | SO2 | degree of desulphuring | [] |  |  |  | ctrl | 2050
45.2.a Geothermal DH, 1200m, A | Geothermal plant, absorption heat pump, 1200 m, dh temp 80/40 degree - renewable heat - geothermal - medium | Geothermal plant, absorption heat pump, 1200 m, dh temp 80/40 degree | renewable heat | geothermal | medium | Environment | SO2 (degree of desulphuring) [] | SO2 | degree of desulphuring | [] |  |  |  | lower | 2050
45.2.a Geothermal DH, 1200m, A | Geothermal plant, absorption heat pump, 1200 m, dh temp 80/40 degree - renewable heat - geothermal - medium | Geothermal plant, absorption heat pump, 1200 m, dh temp 80/40 degree | renewable heat | geothermal | medium | Environment | SO2 (degree of desulphuring) [] | SO2 | degree of desulphuring | [] |  |  |  | upper | 2050
45.2.a Geothermal DH, 1200m, A | Geothermal plant, absorption heat pump, 1200 m, dh temp 80/40 degree - renewable heat - geothermal - medium | Geothermal plant, absorption heat pump, 1200 m, dh temp 80/40 degree | renewable heat | geothermal | medium | Financial data | Nominal investment (equipment) [2015-MEUR/MW_h] | Nominal investment | equipment | MEUR/MW_h | 2015 |  | [2, 4] | ctrl | 2020 | 0.77396
45.2.a Geothermal DH, 1200m, A | Geothermal plant, absorption heat pump, 1200 m, dh temp 80/40 degree - renewable heat - geothermal - medium | Geothermal plant, absorption heat pump, 1200 m, dh temp 80/40 degree | renewable heat | geothermal | medium | Financial data | Nominal investment (equipment) [2015-MEUR/MW_h] | Nominal investment | equipment | MEUR/MW_h | 2015 |  | [2, 4] | ctrl | 2025 | 0.7512
45.2.a Geothermal DH, 1200m, A | Geothermal plant, absorption heat pump, 1200 m, dh temp 80/40 degree - renewable heat - geothermal - medium | Geothermal plant, absorption heat pump, 1200 m, dh temp 80/40 degree | renewable heat | geothermal | medium | Financial data | Nominal investment (equipment) [2015-MEUR/MW_h] | Nominal investment | equipment | MEUR/MW_h | 2015 |  | [2, 4] | lower | 2025 | 0.42665
45.2.a Geothermal DH, 1200m, A | Geothermal plant, absorption heat pump, 1200 m, dh temp 80/40 degree - renewable heat - geothermal - medium | Geothermal plant, absorption heat pump, 1200 m, dh temp 80/40 degree | renewable heat | geothermal | medium | Financial data | Nominal investment (equipment) [2015-MEUR/MW_h] | Nominal investment | equipment | MEUR/MW_h | 2015 |  | [2, 4] | upper | 2025 | 1.1565
45.2.a Geothermal DH, 1200m, A | Geothermal plant, absorption heat pump, 1200 m, dh temp 80/40 degree - renewable heat - geothermal - medium | Geothermal plant, absorption heat pump, 1200 m, dh temp 80/40 degree | renewable heat | geothermal | medium | Financial data | Nominal investment (equipment) [2015-MEUR/MW_h] | Nominal investment | equipment | MEUR/MW_h | 2015 |  | [2, 4] | ctrl | 2030 | 0.72843
45.2.a Geothermal DH, 1200m, A | Geothermal plant, absorption heat pump, 1200 m, dh temp 80/40 degree - renewable heat - geothermal - medium | Geothermal plant, absorption heat pump, 1200 m, dh temp 80/40 degree | renewable heat | geothermal | medium | Financial data | Nominal investment (equipment) [2015-MEUR/MW_h] | Nominal investment | equipment | MEUR/MW_h | 2015 |  | [2, 4] | ctrl | 2040 | 0.70567
45.2.a Geothermal DH, 1200m, A | Geothermal plant, absorption heat pump, 1200 m, dh temp 80/40 degree - renewable heat - geothermal - medium | Geothermal plant, absorption heat pump, 1200 m, dh temp 80/40 degree | renewable heat | geothermal | medium | Financial data | Nominal investment (equipment) [2015-MEUR/MW_h] | Nominal investment | equipment | MEUR/MW_h | 2015 |  | [2, 4] | ctrl | 2050 | 0.68291
45.2.a Geothermal DH, 1200m, A | Geothermal plant, absorption heat pump, 1200 m, dh temp 80/40 degree - renewable heat - geothermal - medium | Geothermal plant, absorption heat pump, 1200 m, dh temp 80/40 degree | renewable heat | geothermal | medium | Financial data | Nominal investment (equipment) [2015-MEUR/MW_h] | Nominal investment | equipment | MEUR/MW_h | 2015 |  | [2, 4] | lower | 2050 | 0.38786
45.2.a Geothermal DH, 1200m, A | Geothermal plant, absorption heat pump, 1200 m, dh temp 80/40 degree - renewable heat - geothermal - medium | Geothermal plant, absorption heat pump, 1200 m, dh temp 80/40 degree | renewable heat | geothermal | medium | Financial data | Nominal investment (equipment) [2015-MEUR/MW_h] | Nominal investment | equipment | MEUR/MW_h | 2015 |  | [2, 4] | upper | 2050 | 1.0514
45.2.a Geothermal DH, 1200m, A | Geothermal plant, absorption heat pump, 1200 m, dh temp 80/40 degree - renewable heat - geothermal - medium | Geothermal plant, absorption heat pump, 1200 m, dh temp 80/40 degree | renewable heat | geothermal | medium | Financial data | Nominal investment (heatpump, installation incl) [2015-MEUR/MW_h] | Nominal investment | heatpump, installation incl | MEUR/MW_h | 2015 | [J, K] |  | ctrl | 2020 | 0.23251
45.2.a Geothermal DH, 1200m, A | Geothermal plant, absorption heat pump, 1200 m, dh temp 80/40 degree - renewable heat - geothermal - medium | Geothermal plant, absorption heat pump, 1200 m, dh temp 80/40 degree | renewable heat | geothermal | medium | Financial data | Nominal investment (heatpump, installation incl) [2015-MEUR/MW_h] | Nominal investment | heatpump, installation incl | MEUR/MW_h | 2015 | [J, K] |  | ctrl | 2025 | 0.22395
45.2.a Geothermal DH, 1200m, A | Geothermal plant, absorption heat pump, 1200 m, dh temp 80/40 degree - renewable heat - geothermal - medium | Geothermal plant, absorption heat pump, 1200 m, dh temp 80/40 degree | renewable heat | geothermal | medium | Financial data | Nominal investment (heatpump, installation incl) [2015-MEUR/MW_h] | Nominal investment | heatpump, installation incl | MEUR/MW_h | 2015 | [J, K] |  | lower | 2025 | 0.16473
45.2.a Geothermal DH, 1200m, A | Geothermal plant, absorption heat pump, 1200 m, dh temp 80/40 degree - renewable heat - geothermal - medium | Geothermal plant, absorption heat pump, 1200 m, dh temp 80/40 degree | renewable heat | geothermal | medium | Financial data | Nominal investment (heatpump, installation incl) [2015-MEUR/MW_h] | Nominal investment | heatpump, installation incl | MEUR/MW_h | 2015 | [J, K] |  | upper | 2025 | 0.32897
45.2.a Geothermal DH, 1200m, A | Geothermal plant, absorption heat pump, 1200 m, dh temp 80/40 degree - renewable heat - geothermal - medium | Geothermal plant, absorption heat pump, 1200 m, dh temp 80/40 degree | renewable heat | geothermal | medium | Financial data | Nominal investment (heatpump, installation incl) [2015-MEUR/MW_h] | Nominal investment | heatpump, installation incl | MEUR/MW_h | 2015 | [J, K] |  | ctrl | 2030 | 0.2152
45.2.a Geothermal DH, 1200m, A | Geothermal plant, absorption heat pump, 1200 m, dh temp 80/40 degree - renewable heat - geothermal - medium | Geothermal plant, absorption heat pump, 1200 m, dh temp 80/40 degree | renewable heat | geothermal | medium | Financial data | Nominal investment (heatpump, installation incl) [2015-MEUR/MW_h] | Nominal investment | heatpump, installation incl | MEUR/MW_h | 2015 | [J, K] |  | ctrl | 2040 | 0.20626
45.2.a Geothermal DH, 1200m, A | Geothermal plant, absorption heat pump, 1200 m, dh temp 80/40 degree - renewable heat - geothermal - medium | Geothermal plant, absorption heat pump, 1200 m, dh temp 80/40 degree | renewable heat | geothermal | medium | Financial data | Nominal investment (heatpump, installation incl) [2015-MEUR/MW_h] | Nominal investment | heatpump, installation incl | MEUR/MW_h | 2015 | [J, K] |  | ctrl | 2050 | 0.19714
45.2.a Geothermal DH, 1200m, A | Geothermal plant, absorption heat pump, 1200 m, dh temp 80/40 degree - renewable heat - geothermal - medium | Geothermal plant, absorption heat pump, 1200 m, dh temp 80/40 degree | renewable heat | geothermal | medium | Financial data | Nominal investment (heatpump, installation incl) [2015-MEUR/MW_h] | Nominal investment | heatpump, installation incl | MEUR/MW_h | 2015 | [J, K] |  | lower | 2050 | 0.16473
45.2.a Geothermal DH, 1200m, A | Geothermal plant, absorption heat pump, 1200 m, dh temp 80/40 degree - renewable heat - geothermal - medium | Geothermal plant, absorption heat pump, 1200 m, dh temp 80/40 degree | renewable heat | geothermal | medium | Financial data | Nominal investment (heatpump, installation incl) [2015-MEUR/MW_h] | Nominal investment | heatpump, installation incl | MEUR/MW_h | 2015 | [J, K] |  | upper | 2050 | 0.32897
45.2.a Geothermal DH, 1200m, A | Geothermal plant, absorption heat pump, 1200 m, dh temp 80/40 degree - renewable heat - geothermal - medium | Geothermal plant, absorption heat pump, 1200 m, dh temp 80/40 degree | renewable heat | geothermal | medium | Financial data | Nominal investment (installation) [2015-MEUR/MW_h] | Nominal investment | installation | MEUR/MW_h | 2015 |  | [2, 4] | ctrl | 2020 | 0.25799
45.2.a Geothermal DH, 1200m, A | Geothermal plant, absorption heat pump, 1200 m, dh temp 80/40 degree - renewable heat - geothermal - medium | Geothermal plant, absorption heat pump, 1200 m, dh temp 80/40 degree | renewable heat | geothermal | medium | Financial data | Nominal investment (installation) [2015-MEUR/MW_h] | Nominal investment | installation | MEUR/MW_h | 2015 |  | [2, 4] | ctrl | 2025 | 0.2504
45.2.a Geothermal DH, 1200m, A | Geothermal plant, absorption heat pump, 1200 m, dh temp 80/40 degree - renewable heat - geothermal - medium | Geothermal plant, absorption heat pump, 1200 m, dh temp 80/40 degree | renewable heat | geothermal | medium | Financial data | Nominal investment (installation) [2015-MEUR/MW_h] | Nominal investment | installation | MEUR/MW_h | 2015 |  | [2, 4] | lower | 2025 | 0.14652
45.2.a Geothermal DH, 1200m, A | Geothermal plant, absorption heat pump, 1200 m, dh temp 80/40 degree - renewable heat - geothermal - medium | Geothermal plant, absorption heat pump, 1200 m, dh temp 80/40 degree | renewable heat | geothermal | medium | Financial data | Nominal investment (installation) [2015-MEUR/MW_h] | Nominal investment | installation | MEUR/MW_h | 2015 |  | [2, 4] | upper | 2025 | 0.3972
45.2.a Geothermal DH, 1200m, A | Geothermal plant, absorption heat pump, 1200 m, dh temp 80/40 degree - renewable heat - geothermal - medium | Geothermal plant, absorption heat pump, 1200 m, dh temp 80/40 degree | renewable heat | geothermal | medium | Financial data | Nominal investment (installation) [2015-MEUR/MW_h] | Nominal investment | installation | MEUR/MW_h | 2015 |  | [2, 4] | ctrl | 2030 | 0.24281
45.2.a Geothermal DH, 1200m, A | Geothermal plant, absorption heat pump, 1200 m, dh temp 80/40 degree - renewable heat - geothermal - medium | Geothermal plant, absorption heat pump, 1200 m, dh temp 80/40 degree | renewable heat | geothermal | medium | Financial data | Nominal investment (installation) [2015-MEUR/MW_h] | Nominal investment | installation | MEUR/MW_h | 2015 |  | [2, 4] | ctrl | 2040 | 0.23522
45.2.a Geothermal DH, 1200m, A | Geothermal plant, absorption heat pump, 1200 m, dh temp 80/40 degree - renewable heat - geothermal - medium | Geothermal plant, absorption heat pump, 1200 m, dh temp 80/40 degree | renewable heat | geothermal | medium | Financial data | Nominal investment (installation) [2015-MEUR/MW_h] | Nominal investment | installation | MEUR/MW_h | 2015 |  | [2, 4] | ctrl | 2050 | 0.22764
45.2.a Geothermal DH, 1200m, A | Geothermal plant, absorption heat pump, 1200 m, dh temp 80/40 degree - renewable heat - geothermal - medium | Geothermal plant, absorption heat pump, 1200 m, dh temp 80/40 degree | renewable heat | geothermal | medium | Financial data | Nominal investment (installation) [2015-MEUR/MW_h] | Nominal investment | installation | MEUR/MW_h | 2015 |  | [2, 4] | lower | 2050 | 0.1332
45.2.a Geothermal DH, 1200m, A | Geothermal plant, absorption heat pump, 1200 m, dh temp 80/40 degree - renewable heat - geothermal - medium | Geothermal plant, absorption heat pump, 1200 m, dh temp 80/40 degree | renewable heat | geothermal | medium | Financial data | Nominal investment (installation) [2015-MEUR/MW_h] | Nominal investment | installation | MEUR/MW_h | 2015 |  | [2, 4] | upper | 2050 | 0.36109
45.2.a Geothermal DH, 1200m, A | Geothermal plant, absorption heat pump, 1200 m, dh temp 80/40 degree - renewable heat - geothermal - medium | Geothermal plant, absorption heat pump, 1200 m, dh temp 80/40 degree | renewable heat | geothermal | medium | Financial data | Variable O&M (electricity cost) [2015-EUR/MWh_h] | Variable O&M | electricity cost | EUR/MWh_h | 2015 | M |  | ctrl | 2020 | 0
45.2.a Geothermal DH, 1200m, A | Geothermal plant, absorption heat pump, 1200 m, dh temp 80/40 degree - renewable heat - geothermal - medium | Geothermal plant, absorption heat pump, 1200 m, dh temp 80/40 degree | renewable heat | geothermal | medium | Financial data | Variable O&M (electricity cost) [2015-EUR/MWh_h] | Variable O&M | electricity cost | EUR/MWh_h | 2015 | M |  | ctrl | 2025 | 0
45.2.a Geothermal DH, 1200m, A | Geothermal plant, absorption heat pump, 1200 m, dh temp 80/40 degree - renewable heat - geothermal - medium | Geothermal plant, absorption heat pump, 1200 m, dh temp 80/40 degree | renewable heat | geothermal | medium | Financial data | Variable O&M (electricity cost) [2015-EUR/MWh_h] | Variable O&M | electricity cost | EUR/MWh_h | 2015 | M |  | lower | 2025 | 0
45.2.a Geothermal DH, 1200m, A | Geothermal plant, absorption heat pump, 1200 m, dh temp 80/40 degree - renewable heat - geothermal - medium | Geothermal plant, absorption heat pump, 1200 m, dh temp 80/40 degree | renewable heat | geothermal | medium | Financial data | Variable O&M (electricity cost) [2015-EUR/MWh_h] | Variable O&M | electricity cost | EUR/MWh_h | 2015 | M |  | upper | 2025 | 0
45.2.a Geothermal DH, 1200m, A | Geothermal plant, absorption heat pump, 1200 m, dh temp 80/40 degree - renewable heat - geothermal - medium | Geothermal plant, absorption heat pump, 1200 m, dh temp 80/40 degree | renewable heat | geothermal | medium | Financial data | Variable O&M (electricity cost) [2015-EUR/MWh_h] | Variable O&M | electricity cost | EUR/MWh_h | 2015 | M |  | ctrl | 2030 | 0
45.2.a Geothermal DH, 1200m, A | Geothermal plant, absorption heat pump, 1200 m, dh temp 80/40 degree - renewable heat - geothermal - medium | Geothermal plant, absorption heat pump, 1200 m, dh temp 80/40 degree | renewable heat | geothermal | medium | Financial data | Variable O&M (electricity cost) [2015-EUR/MWh_h] | Variable O&M | electricity cost | EUR/MWh_h | 2015 | M |  | ctrl | 2040 | 0
45.2.a Geothermal DH, 1200m, A | Geothermal plant, absorption heat pump, 1200 m, dh temp 80/40 degree - renewable heat - geothermal - medium | Geothermal plant, absorption heat pump, 1200 m, dh temp 80/40 degree | renewable heat | geothermal | medium | Financial data | Variable O&M (electricity cost) [2015-EUR/MWh_h] | Variable O&M | electricity cost | EUR/MWh_h | 2015 | M |  | ctrl | 2050 | 0
45.2.a Geothermal DH, 1200m, A | Geothermal plant, absorption heat pump, 1200 m, dh temp 80/40 degree - renewable heat - geothermal - medium | Geothermal plant, absorption heat pump, 1200 m, dh temp 80/40 degree | renewable heat | geothermal | medium | Financial data | Variable O&M (electricity cost) [2015-EUR/MWh_h] | Variable O&M | electricity cost | EUR/MWh_h | 2015 | M |  | lower | 2050 | 0
45.2.a Geothermal DH, 1200m, A | Geothermal plant, absorption heat pump, 1200 m, dh temp 80/40 degree - renewable heat - geothermal - medium | Geothermal plant, absorption heat pump, 1200 m, dh temp 80/40 degree | renewable heat | geothermal | medium | Financial data | Variable O&M (electricity cost) [2015-EUR/MWh_h] | Variable O&M | electricity cost | EUR/MWh_h | 2015 | M |  | upper | 2050 | 0
45.2.a Geothermal DH, 1200m, A | Geothermal plant, absorption heat pump, 1200 m, dh temp 80/40 degree - renewable heat - geothermal - medium | Geothermal plant, absorption heat pump, 1200 m, dh temp 80/40 degree | renewable heat | geothermal | medium | Financial data | Variable O&M (other O&M) [2015-EUR/MWh_h] | Variable O&M | other O&M | EUR/MWh_h | 2015 | F |  | ctrl | 2020 | 2.0764
45.2.a Geothermal DH, 1200m, A | Geothermal plant, absorption heat pump, 1200 m, dh temp 80/40 degree - renewable heat - geothermal - medium | Geothermal plant, absorption heat pump, 1200 m, dh temp 80/40 degree | renewable heat | geothermal | medium | Financial data | Variable O&M (other O&M) [2015-EUR/MWh_h] | Variable O&M | other O&M | EUR/MWh_h | 2015 | F |  | ctrl | 2025 | 2.1069
45.2.a Geothermal DH, 1200m, A | Geothermal plant, absorption heat pump, 1200 m, dh temp 80/40 degree - renewable heat - geothermal - medium | Geothermal plant, absorption heat pump, 1200 m, dh temp 80/40 degree | renewable heat | geothermal | medium | Financial data | Variable O&M (other O&M) [2015-EUR/MWh_h] | Variable O&M | other O&M | EUR/MWh_h | 2015 | F |  | lower | 2025 | 2.0725
45.2.a Geothermal DH, 1200m, A | Geothermal plant, absorption heat pump, 1200 m, dh temp 80/40 degree - renewable heat - geothermal - medium | Geothermal plant, absorption heat pump, 1200 m, dh temp 80/40 degree | renewable heat | geothermal | medium | Financial data | Variable O&M (other O&M) [2015-EUR/MWh_h] | Variable O&M | other O&M | EUR/MWh_h | 2015 | F |  | upper | 2025 | 2.0694
45.2.a Geothermal DH, 1200m, A | Geothermal plant, absorption heat pump, 1200 m, dh temp 80/40 degree - renewable heat - geothermal - medium | Geothermal plant, absorption heat pump, 1200 m, dh temp 80/40 degree | renewable heat | geothermal | medium | Financial data | Variable O&M (other O&M) [2015-EUR/MWh_h] | Variable O&M | other O&M | EUR/MWh_h | 2015 | F |  | ctrl | 2030 | 2.1375
45.2.a Geothermal DH, 1200m, A | Geothermal plant, absorption heat pump, 1200 m, dh temp 80/40 degree - renewable heat - geothermal - medium | Geothermal plant, absorption heat pump, 1200 m, dh temp 80/40 degree | renewable heat | geothermal | medium | Financial data | Variable O&M (other O&M) [2015-EUR/MWh_h] | Variable O&M | other O&M | EUR/MWh_h | 2015 | F |  | ctrl | 2040 | 2.1255
45.2.a Geothermal DH, 1200m, A | Geothermal plant, absorption heat pump, 1200 m, dh temp 80/40 degree - renewable heat - geothermal - medium | Geothermal plant, absorption heat pump, 1200 m, dh temp 80/40 degree | renewable heat | geothermal | medium | Financial data | Variable O&M (other O&M) [2015-EUR/MWh_h] | Variable O&M | other O&M | EUR/MWh_h | 2015 | F |  | ctrl | 2050 | 2.1129
45.2.a Geothermal DH, 1200m, A | Geothermal plant, absorption heat pump, 1200 m, dh temp 80/40 degree - renewable heat - geothermal - medium | Geothermal plant, absorption heat pump, 1200 m, dh temp 80/40 degree | renewable heat | geothermal | medium | Financial data | Variable O&M (other O&M) [2015-EUR/MWh_h] | Variable O&M | other O&M | EUR/MWh_h | 2015 | F |  | lower | 2050 | 2.0301
45.2.a Geothermal DH, 1200m, A | Geothermal plant, absorption heat pump, 1200 m, dh temp 80/40 degree - renewable heat - geothermal - medium | Geothermal plant, absorption heat pump, 1200 m, dh temp 80/40 degree | renewable heat | geothermal | medium | Financial data | Variable O&M (other O&M) [2015-EUR/MWh_h] | Variable O&M | other O&M | EUR/MWh_h | 2015 | F |  | upper | 2050 | 2.027
45.2.a Geothermal DH, 1200m, A | Geothermal plant, absorption heat pump, 1200 m, dh temp 80/40 degree - renewable heat - geothermal - medium | Geothermal plant, absorption heat pump, 1200 m, dh temp 80/40 degree | renewable heat | geothermal | medium | Financial data | Fixed O&M (*total) [2015-EUR/MW_h/y] | Fixed O&M | *total | EUR/MW_h/y | 2015 | [E, J] | [1, 3, 2] | ctrl | 2020 | 11100
45.2.a Geothermal DH, 1200m, A | Geothermal plant, absorption heat pump, 1200 m, dh temp 80/40 degree - renewable heat - geothermal - medium | Geothermal plant, absorption heat pump, 1200 m, dh temp 80/40 degree | renewable heat | geothermal | medium | Financial data | Fixed O&M (*total) [2015-EUR/MW_h/y] | Fixed O&M | *total | EUR/MW_h/y | 2015 | [E, J] | [1, 3, 2] | ctrl | 2025 | 10800
45.2.a Geothermal DH, 1200m, A | Geothermal plant, absorption heat pump, 1200 m, dh temp 80/40 degree - renewable heat - geothermal - medium | Geothermal plant, absorption heat pump, 1200 m, dh temp 80/40 degree | renewable heat | geothermal | medium | Financial data | Fixed O&M (*total) [2015-EUR/MW_h/y] | Fixed O&M | *total | EUR/MW_h/y | 2015 | [E, J] | [1, 3, 2] | lower | 2025 | 10800
45.2.a Geothermal DH, 1200m, A | Geothermal plant, absorption heat pump, 1200 m, dh temp 80/40 degree - renewable heat - geothermal - medium | Geothermal plant, absorption heat pump, 1200 m, dh temp 80/40 degree | renewable heat | geothermal | medium | Financial data | Fixed O&M (*total) [2015-EUR/MW_h/y] | Fixed O&M | *total | EUR/MW_h/y | 2015 | [E, J] | [1, 3, 2] | upper | 2025 | 10800
45.2.a Geothermal DH, 1200m, A | Geothermal plant, absorption heat pump, 1200 m, dh temp 80/40 degree - renewable heat - geothermal - medium | Geothermal plant, absorption heat pump, 1200 m, dh temp 80/40 degree | renewable heat | geothermal | medium | Financial data | Fixed O&M (*total) [2015-EUR/MW_h/y] | Fixed O&M | *total | EUR/MW_h/y | 2015 | [E, J] | [1, 3, 2] | ctrl | 2030 | 10500
45.2.a Geothermal DH, 1200m, A | Geothermal plant, absorption heat pump, 1200 m, dh temp 80/40 degree - renewable heat - geothermal - medium | Geothermal plant, absorption heat pump, 1200 m, dh temp 80/40 degree | renewable heat | geothermal | medium | Financial data | Fixed O&M (*total) [2015-EUR/MW_h/y] | Fixed O&M | *total | EUR/MW_h/y | 2015 | [E, J] | [1, 3, 2] | ctrl | 2040 | 10100
45.2.a Geothermal DH, 1200m, A | Geothermal plant, absorption heat pump, 1200 m, dh temp 80/40 degree - renewable heat - geothermal - medium | Geothermal plant, absorption heat pump, 1200 m, dh temp 80/40 degree | renewable heat | geothermal | medium | Financial data | Fixed O&M (*total) [2015-EUR/MW_h/y] | Fixed O&M | *total | EUR/MW_h/y | 2015 | [E, J] | [1, 3, 2] | ctrl | 2050 | 9800
45.2.a Geothermal DH, 1200m, A | Geothermal plant, absorption heat pump, 1200 m, dh temp 80/40 degree - renewable heat - geothermal - medium | Geothermal plant, absorption heat pump, 1200 m, dh temp 80/40 degree | renewable heat | geothermal | medium | Financial data | Fixed O&M (*total) [2015-EUR/MW_h/y] | Fixed O&M | *total | EUR/MW_h/y | 2015 | [E, J] | [1, 3, 2] | lower | 2050 | 9800
45.2.a Geothermal DH, 1200m, A | Geothermal plant, absorption heat pump, 1200 m, dh temp 80/40 degree - renewable heat - geothermal - medium | Geothermal plant, absorption heat pump, 1200 m, dh temp 80/40 degree | renewable heat | geothermal | medium | Financial data | Fixed O&M (*total) [2015-EUR/MW_h/y] | Fixed O&M | *total | EUR/MW_h/y | 2015 | [E, J] | [1, 3, 2] | upper | 2050 | 9800
45.2.a Geothermal DH, 1200m, A | Geothermal plant, absorption heat pump, 1200 m, dh temp 80/40 degree - renewable heat - geothermal - medium | Geothermal plant, absorption heat pump, 1200 m, dh temp 80/40 degree | renewable heat | geothermal | medium | Financial data | Nominal investment (*total) [2015-MEUR/MW_h] | Nominal investment | *total | MEUR/MW_h | 2015 | [C, K] | [2, 4, 7] | ctrl | 2020 | 1.2645
45.2.a Geothermal DH, 1200m, A | Geothermal plant, absorption heat pump, 1200 m, dh temp 80/40 degree - renewable heat - geothermal - medium | Geothermal plant, absorption heat pump, 1200 m, dh temp 80/40 degree | renewable heat | geothermal | medium | Financial data | Nominal investment (*total) [2015-MEUR/MW_h] | Nominal investment | *total | MEUR/MW_h | 2015 | [C, K] | [2, 4, 7] | ctrl | 2025 | 1.2273
45.2.a Geothermal DH, 1200m, A | Geothermal plant, absorption heat pump, 1200 m, dh temp 80/40 degree - renewable heat - geothermal - medium | Geothermal plant, absorption heat pump, 1200 m, dh temp 80/40 degree | renewable heat | geothermal | medium | Financial data | Nominal investment (*total) [2015-MEUR/MW_h] | Nominal investment | *total | MEUR/MW_h | 2015 | [C, K] | [2, 4, 7] | lower | 2025 | 0.7379
45.2.a Geothermal DH, 1200m, A | Geothermal plant, absorption heat pump, 1200 m, dh temp 80/40 degree - renewable heat - geothermal - medium | Geothermal plant, absorption heat pump, 1200 m, dh temp 80/40 degree | renewable heat | geothermal | medium | Financial data | Nominal investment (*total) [2015-MEUR/MW_h] | Nominal investment | *total | MEUR/MW_h | 2015 | [C, K] | [2, 4, 7] | upper | 2025 | 1.8827
45.2.a Geothermal DH, 1200m, A | Geothermal plant, absorption heat pump, 1200 m, dh temp 80/40 degree - renewable heat - geothermal - medium | Geothermal plant, absorption heat pump, 1200 m, dh temp 80/40 degree | renewable heat | geothermal | medium | Financial data | Nominal investment (*total) [2015-MEUR/MW_h] | Nominal investment | *total | MEUR/MW_h | 2015 | [C, K] | [2, 4, 7] | ctrl | 2030 | 1.1901
45.2.a Geothermal DH, 1200m, A | Geothermal plant, absorption heat pump, 1200 m, dh temp 80/40 degree - renewable heat - geothermal - medium | Geothermal plant, absorption heat pump, 1200 m, dh temp 80/40 degree | renewable heat | geothermal | medium | Financial data | Nominal investment (*total) [2015-MEUR/MW_h] | Nominal investment | *total | MEUR/MW_h | 2015 | [C, K] | [2, 4, 7] | ctrl | 2040 | 1.1529
45.2.a Geothermal DH, 1200m, A | Geothermal plant, absorption heat pump, 1200 m, dh temp 80/40 degree - renewable heat - geothermal - medium | Geothermal plant, absorption heat pump, 1200 m, dh temp 80/40 degree | renewable heat | geothermal | medium | Financial data | Nominal investment (*total) [2015-MEUR/MW_h] | Nominal investment | *total | MEUR/MW_h | 2015 | [C, K] | [2, 4, 7] | ctrl | 2050 | 1.1157
45.2.a Geothermal DH, 1200m, A | Geothermal plant, absorption heat pump, 1200 m, dh temp 80/40 degree - renewable heat - geothermal - medium | Geothermal plant, absorption heat pump, 1200 m, dh temp 80/40 degree | renewable heat | geothermal | medium | Financial data | Nominal investment (*total) [2015-MEUR/MW_h] | Nominal investment | *total | MEUR/MW_h | 2015 | [C, K] | [2, 4, 7] | lower | 2050 | 0.68579
45.2.a Geothermal DH, 1200m, A | Geothermal plant, absorption heat pump, 1200 m, dh temp 80/40 degree - renewable heat - geothermal - medium | Geothermal plant, absorption heat pump, 1200 m, dh temp 80/40 degree | renewable heat | geothermal | medium | Financial data | Nominal investment (*total) [2015-MEUR/MW_h] | Nominal investment | *total | MEUR/MW_h | 2015 | [C, K] | [2, 4, 7] | upper | 2050 | 1.7415
45.2.a Geothermal DH, 1200m, A | Geothermal plant, absorption heat pump, 1200 m, dh temp 80/40 degree - renewable heat - geothermal - medium | Geothermal plant, absorption heat pump, 1200 m, dh temp 80/40 degree | renewable heat | geothermal | medium | Financial data | Variable O&M (*total) [2015-EUR/MWh_h] | Variable O&M | *total | EUR/MWh_h | 2015 | FJ | 2 | ctrl | 2020 | 2.0764
45.2.a Geothermal DH, 1200m, A | Geothermal plant, absorption heat pump, 1200 m, dh temp 80/40 degree - renewable heat - geothermal - medium | Geothermal plant, absorption heat pump, 1200 m, dh temp 80/40 degree | renewable heat | geothermal | medium | Financial data | Variable O&M (*total) [2015-EUR/MWh_h] | Variable O&M | *total | EUR/MWh_h | 2015 | FJ | 2 | ctrl | 2025 | 2.1069
45.2.a Geothermal DH, 1200m, A | Geothermal plant, absorption heat pump, 1200 m, dh temp 80/40 degree - renewable heat - geothermal - medium | Geothermal plant, absorption heat pump, 1200 m, dh temp 80/40 degree | renewable heat | geothermal | medium | Financial data | Variable O&M (*total) [2015-EUR/MWh_h] | Variable O&M | *total | EUR/MWh_h | 2015 | FJ | 2 | lower | 2025 | 2.0725
45.2.a Geothermal DH, 1200m, A | Geothermal plant, absorption heat pump, 1200 m, dh temp 80/40 degree - renewable heat - geothermal - medium | Geothermal plant, absorption heat pump, 1200 m, dh temp 80/40 degree | renewable heat | geothermal | medium | Financial data | Variable O&M (*total) [2015-EUR/MWh_h] | Variable O&M | *total | EUR/MWh_h | 2015 | FJ | 2 | upper | 2025 | 2.0694
45.2.a Geothermal DH, 1200m, A | Geothermal plant, absorption heat pump, 1200 m, dh temp 80/40 degree - renewable heat - geothermal - medium | Geothermal plant, absorption heat pump, 1200 m, dh temp 80/40 degree | renewable heat | geothermal | medium | Financial data | Variable O&M (*total) [2015-EUR/MWh_h] | Variable O&M | *total | EUR/MWh_h | 2015 | FJ | 2 | ctrl | 2030 | 2.1375
45.2.a Geothermal DH, 1200m, A | Geothermal plant, absorption heat pump, 1200 m, dh temp 80/40 degree - renewable heat - geothermal - medium | Geothermal plant, absorption heat pump, 1200 m, dh temp 80/40 degree | renewable heat | geothermal | medium | Financial data | Variable O&M (*total) [2015-EUR/MWh_h] | Variable O&M | *total | EUR/MWh_h | 2015 | FJ | 2 | ctrl | 2040 | 2.1255
45.2.a Geothermal DH, 1200m, A | Geothermal plant, absorption heat pump, 1200 m, dh temp 80/40 degree - renewable heat - geothermal - medium | Geothermal plant, absorption heat pump, 1200 m, dh temp 80/40 degree | renewable heat | geothermal | medium | Financial data | Variable O&M (*total) [2015-EUR/MWh_h] | Variable O&M | *total | EUR/MWh_h | 2015 | FJ | 2 | ctrl | 2050 | 2.1129
45.2.a Geothermal DH, 1200m, A | Geothermal plant, absorption heat pump, 1200 m, dh temp 80/40 degree - renewable heat - geothermal - medium | Geothermal plant, absorption heat pump, 1200 m, dh temp 80/40 degree | renewable heat | geothermal | medium | Financial data | Variable O&M (*total) [2015-EUR/MWh_h] | Variable O&M | *total | EUR/MWh_h | 2015 | FJ | 2 | lower | 2050 | 2.0301
45.2.a Geothermal DH, 1200m, A | Geothermal plant, absorption heat pump, 1200 m, dh temp 80/40 degree - renewable heat - geothermal - medium | Geothermal plant, absorption heat pump, 1200 m, dh temp 80/40 degree | renewable heat | geothermal | medium | Financial data | Variable O&M (*total) [2015-EUR/MWh_h] | Variable O&M | *total | EUR/MWh_h | 2015 | FJ | 2 | upper | 2050 | 2.027
45.2.a Geothermal DH, 1200m, A | Geothermal plant, absorption heat pump, 1200 m, dh temp 80/40 degree - renewable heat - geothermal - medium | Geothermal plant, absorption heat pump, 1200 m, dh temp 80/40 degree | renewable heat | geothermal | medium | Regulation ability | Cold start-up time [hours] | Cold start-up time |  | hours |  |  | 3 | ctrl | 2020 | 2
45.2.a Geothermal DH, 1200m, A | Geothermal plant, absorption heat pump, 1200 m, dh temp 80/40 degree - renewable heat - geothermal - medium | Geothermal plant, absorption heat pump, 1200 m, dh temp 80/40 degree | renewable heat | geothermal | medium | Regulation ability | Cold start-up time [hours] | Cold start-up time |  | hours |  |  | 3 | ctrl | 2025 | 2
45.2.a Geothermal DH, 1200m, A | Geothermal plant, absorption heat pump, 1200 m, dh temp 80/40 degree - renewable heat - geothermal - medium | Geothermal plant, absorption heat pump, 1200 m, dh temp 80/40 degree | renewable heat | geothermal | medium | Regulation ability | Cold start-up time [hours] | Cold start-up time |  | hours |  |  | 3 | lower | 2025 | 2
45.2.a Geothermal DH, 1200m, A | Geothermal plant, absorption heat pump, 1200 m, dh temp 80/40 degree - renewable heat - geothermal - medium | Geothermal plant, absorption heat pump, 1200 m, dh temp 80/40 degree | renewable heat | geothermal | medium | Regulation ability | Cold start-up time [hours] | Cold start-up time |  | hours |  |  | 3 | upper | 2025 | 2
45.2.a Geothermal DH, 1200m, A | Geothermal plant, absorption heat pump, 1200 m, dh temp 80/40 degree - renewable heat - geothermal - medium | Geothermal plant, absorption heat pump, 1200 m, dh temp 80/40 degree | renewable heat | geothermal | medium | Regulation ability | Cold start-up time [hours] | Cold start-up time |  | hours |  |  | 3 | ctrl | 2030 | 2
45.2.a Geothermal DH, 1200m, A | Geothermal plant, absorption heat pump, 1200 m, dh temp 80/40 degree - renewable heat - geothermal - medium | Geothermal plant, absorption heat pump, 1200 m, dh temp 80/40 degree | renewable heat | geothermal | medium | Regulation ability | Cold start-up time [hours] | Cold start-up time |  | hours |  |  | 3 | ctrl | 2040 | 2
45.2.a Geothermal DH, 1200m, A | Geothermal plant, absorption heat pump, 1200 m, dh temp 80/40 degree - renewable heat - geothermal - medium | Geothermal plant, absorption heat pump, 1200 m, dh temp 80/40 degree | renewable heat | geothermal | medium | Regulation ability | Cold start-up time [hours] | Cold start-up time |  | hours |  |  | 3 | ctrl | 2050 | 2
45.2.a Geothermal DH, 1200m, A | Geothermal plant, absorption heat pump, 1200 m, dh temp 80/40 degree - renewable heat - geothermal - medium | Geothermal plant, absorption heat pump, 1200 m, dh temp 80/40 degree | renewable heat | geothermal | medium | Regulation ability | Cold start-up time [hours] | Cold start-up time |  | hours |  |  | 3 | lower | 2050 | 2
45.2.a Geothermal DH, 1200m, A | Geothermal plant, absorption heat pump, 1200 m, dh temp 80/40 degree - renewable heat - geothermal - medium | Geothermal plant, absorption heat pump, 1200 m, dh temp 80/40 degree | renewable heat | geothermal | medium | Regulation ability | Cold start-up time [hours] | Cold start-up time |  | hours |  |  | 3 | upper | 2050 | 2
45.2.a Geothermal DH, 1200m, A | Geothermal plant, absorption heat pump, 1200 m, dh temp 80/40 degree - renewable heat - geothermal - medium | Geothermal plant, absorption heat pump, 1200 m, dh temp 80/40 degree | renewable heat | geothermal | medium | Regulation ability | Minimum load (of full load) [] | Minimum load | of full load | [] |  | H | [2, 5] | ctrl | 2020 | 0.2
45.2.a Geothermal DH, 1200m, A | Geothermal plant, absorption heat pump, 1200 m, dh temp 80/40 degree - renewable heat - geothermal - medium | Geothermal plant, absorption heat pump, 1200 m, dh temp 80/40 degree | renewable heat | geothermal | medium | Regulation ability | Minimum load (of full load) [] | Minimum load | of full load | [] |  | H | [2, 5] | ctrl | 2025 | 0.2
45.2.a Geothermal DH, 1200m, A | Geothermal plant, absorption heat pump, 1200 m, dh temp 80/40 degree - renewable heat - geothermal - medium | Geothermal plant, absorption heat pump, 1200 m, dh temp 80/40 degree | renewable heat | geothermal | medium | Regulation ability | Minimum load (of full load) [] | Minimum load | of full load | [] |  | H | [2, 5] | lower | 2025 | 0.2
45.2.a Geothermal DH, 1200m, A | Geothermal plant, absorption heat pump, 1200 m, dh temp 80/40 degree - renewable heat - geothermal - medium | Geothermal plant, absorption heat pump, 1200 m, dh temp 80/40 degree | renewable heat | geothermal | medium | Regulation ability | Minimum load (of full load) [] | Minimum load | of full load | [] |  | H | [2, 5] | upper | 2025 | 0.2
45.2.a Geothermal DH, 1200m, A | Geothermal plant, absorption heat pump, 1200 m, dh temp 80/40 degree - renewable heat - geothermal - medium | Geothermal plant, absorption heat pump, 1200 m, dh temp 80/40 degree | renewable heat | geothermal | medium | Regulation ability | Minimum load (of full load) [] | Minimum load | of full load | [] |  | H | [2, 5] | ctrl | 2030 | 0.2
45.2.a Geothermal DH, 1200m, A | Geothermal plant, absorption heat pump, 1200 m, dh temp 80/40 degree - renewable heat - geothermal - medium | Geothermal plant, absorption heat pump, 1200 m, dh temp 80/40 degree | renewable heat | geothermal | medium | Regulation ability | Minimum load (of full load) [] | Minimum load | of full load | [] |  | H | [2, 5] | ctrl | 2040 | 0.2
45.2.a Geothermal DH, 1200m, A | Geothermal plant, absorption heat pump, 1200 m, dh temp 80/40 degree - renewable heat - geothermal - medium | Geothermal plant, absorption heat pump, 1200 m, dh temp 80/40 degree | renewable heat | geothermal | medium | Regulation ability | Minimum load (of full load) [] | Minimum load | of full load | [] |  | H | [2, 5] | ctrl | 2050 | 0.2
45.2.a Geothermal DH, 1200m, A | Geothermal plant, absorption heat pump, 1200 m, dh temp 80/40 degree - renewable heat - geothermal - medium | Geothermal plant, absorption heat pump, 1200 m, dh temp 80/40 degree | renewable heat | geothermal | medium | Regulation ability | Minimum load (of full load) [] | Minimum load | of full load | [] |  | H | [2, 5] | lower | 2050 | 0.2
45.2.a Geothermal DH, 1200m, A | Geothermal plant, absorption heat pump, 1200 m, dh temp 80/40 degree - renewable heat - geothermal - medium | Geothermal plant, absorption heat pump, 1200 m, dh temp 80/40 degree | renewable heat | geothermal | medium | Regulation ability | Minimum load (of full load) [] | Minimum load | of full load | [] |  | H | [2, 5] | upper | 2050 | 0.2
45.2.a Geothermal DH, 1200m, A | Geothermal plant, absorption heat pump, 1200 m, dh temp 80/40 degree - renewable heat - geothermal - medium | Geothermal plant, absorption heat pump, 1200 m, dh temp 80/40 degree | renewable heat | geothermal | medium | Regulation ability | Primary regulation (of full load, per 30 seconds) [] | Primary regulation | of full load, per 30 seconds | [] |  | H |  | ctrl | 2020
45.2.a Geothermal DH, 1200m, A | Geothermal plant, absorption heat pump, 1200 m, dh temp 80/40 degree - renewable heat - geothermal - medium | Geothermal plant, absorption heat pump, 1200 m, dh temp 80/40 degree | renewable heat | geothermal | medium | Regulation ability | Primary regulation (of full load, per 30 seconds) [] | Primary regulation | of full load, per 30 seconds | [] |  | H |  | ctrl | 2025
45.2.a Geothermal DH, 1200m, A | Geothermal plant, absorption heat pump, 1200 m, dh temp 80/40 degree - renewable heat - geothermal - medium | Geothermal plant, absorption heat pump, 1200 m, dh temp 80/40 degree | renewable heat | geothermal | medium | Regulation ability | Primary regulation (of full load, per 30 seconds) [] | Primary regulation | of full load, per 30 seconds | [] |  | H |  | lower | 2025
45.2.a Geothermal DH, 1200m, A | Geothermal plant, absorption heat pump, 1200 m, dh temp 80/40 degree - renewable heat - geothermal - medium | Geothermal plant, absorption heat pump, 1200 m, dh temp 80/40 degree | renewable heat | geothermal | medium | Regulation ability | Primary regulation (of full load, per 30 seconds) [] | Primary regulation | of full load, per 30 seconds | [] |  | H |  | upper | 2025
45.2.a Geothermal DH, 1200m, A | Geothermal plant, absorption heat pump, 1200 m, dh temp 80/40 degree - renewable heat - geothermal - medium | Geothermal plant, absorption heat pump, 1200 m, dh temp 80/40 degree | renewable heat | geothermal | medium | Regulation ability | Primary regulation (of full load, per 30 seconds) [] | Primary regulation | of full load, per 30 seconds | [] |  | H |  | ctrl | 2030
45.2.a Geothermal DH, 1200m, A | Geothermal plant, absorption heat pump, 1200 m, dh temp 80/40 degree - renewable heat - geothermal - medium | Geothermal plant, absorption heat pump, 1200 m, dh temp 80/40 degree | renewable heat | geothermal | medium | Regulation ability | Primary regulation (of full load, per 30 seconds) [] | Primary regulation | of full load, per 30 seconds | [] |  | H |  | ctrl | 2040
45.2.a Geothermal DH, 1200m, A | Geothermal plant, absorption heat pump, 1200 m, dh temp 80/40 degree - renewable heat - geothermal - medium | Geothermal plant, absorption heat pump, 1200 m, dh temp 80/40 degree | renewable heat | geothermal | medium | Regulation ability | Primary regulation (of full load, per 30 seconds) [] | Primary regulation | of full load, per 30 seconds | [] |  | H |  | ctrl | 2050
45.2.a Geothermal DH, 1200m, A | Geothermal plant, absorption heat pump, 1200 m, dh temp 80/40 degree - renewable heat - geothermal - medium | Geothermal plant, absorption heat pump, 1200 m, dh temp 80/40 degree | renewable heat | geothermal | medium | Regulation ability | Primary regulation (of full load, per 30 seconds) [] | Primary regulation | of full load, per 30 seconds | [] |  | H |  | lower | 2050
45.2.a Geothermal DH, 1200m, A | Geothermal plant, absorption heat pump, 1200 m, dh temp 80/40 degree - renewable heat - geothermal - medium | Geothermal plant, absorption heat pump, 1200 m, dh temp 80/40 degree | renewable heat | geothermal | medium | Regulation ability | Primary regulation (of full load, per 30 seconds) [] | Primary regulation | of full load, per 30 seconds | [] |  | H |  | upper | 2050
45.2.a Geothermal DH, 1200m, A | Geothermal plant, absorption heat pump, 1200 m, dh temp 80/40 degree - renewable heat - geothermal - medium | Geothermal plant, absorption heat pump, 1200 m, dh temp 80/40 degree | renewable heat | geothermal | medium | Regulation ability | Secondary regulation (of full load, per minute) [] | Secondary regulation | of full load, per minute | [] |  | H |  | ctrl | 2020
45.2.a Geothermal DH, 1200m, A | Geothermal plant, absorption heat pump, 1200 m, dh temp 80/40 degree - renewable heat - geothermal - medium | Geothermal plant, absorption heat pump, 1200 m, dh temp 80/40 degree | renewable heat | geothermal | medium | Regulation ability | Secondary regulation (of full load, per minute) [] | Secondary regulation | of full load, per minute | [] |  | H |  | ctrl | 2025
45.2.a Geothermal DH, 1200m, A | Geothermal plant, absorption heat pump, 1200 m, dh temp 80/40 degree - renewable heat - geothermal - medium | Geothermal plant, absorption heat pump, 1200 m, dh temp 80/40 degree | renewable heat | geothermal | medium | Regulation ability | Secondary regulation (of full load, per minute) [] | Secondary regulation | of full load, per minute | [] |  | H |  | lower | 2025
45.2.a Geothermal DH, 1200m, A | Geothermal plant, absorption heat pump, 1200 m, dh temp 80/40 degree - renewable heat - geothermal - medium | Geothermal plant, absorption heat pump, 1200 m, dh temp 80/40 degree | renewable heat | geothermal | medium | Regulation ability | Secondary regulation (of full load, per minute) [] | Secondary regulation | of full load, per minute | [] |  | H |  | upper | 2025
45.2.a Geothermal DH, 1200m, A | Geothermal plant, absorption heat pump, 1200 m, dh temp 80/40 degree - renewable heat - geothermal - medium | Geothermal plant, absorption heat pump, 1200 m, dh temp 80/40 degree | renewable heat | geothermal | medium | Regulation ability | Secondary regulation (of full load, per minute) [] | Secondary regulation | of full load, per minute | [] |  | H |  | ctrl | 2030
45.2.a Geothermal DH, 1200m, A | Geothermal plant, absorption heat pump, 1200 m, dh temp 80/40 degree - renewable heat - geothermal - medium | Geothermal plant, absorption heat pump, 1200 m, dh temp 80/40 degree | renewable heat | geothermal | medium | Regulation ability | Secondary regulation (of full load, per minute) [] | Secondary regulation | of full load, per minute | [] |  | H |  | ctrl | 2040
45.2.a Geothermal DH, 1200m, A | Geothermal plant, absorption heat pump, 1200 m, dh temp 80/40 degree - renewable heat - geothermal - medium | Geothermal plant, absorption heat pump, 1200 m, dh temp 80/40 degree | renewable heat | geothermal | medium | Regulation ability | Secondary regulation (of full load, per minute) [] | Secondary regulation | of full load, per minute | [] |  | H |  | ctrl | 2050
45.2.a Geothermal DH, 1200m, A | Geothermal plant, absorption heat pump, 1200 m, dh temp 80/40 degree - renewable heat - geothermal - medium | Geothermal plant, absorption heat pump, 1200 m, dh temp 80/40 degree | renewable heat | geothermal | medium | Regulation ability | Secondary regulation (of full load, per minute) [] | Secondary regulation | of full load, per minute | [] |  | H |  | lower | 2050
45.2.a Geothermal DH, 1200m, A | Geothermal plant, absorption heat pump, 1200 m, dh temp 80/40 degree - renewable heat - geothermal - medium | Geothermal plant, absorption heat pump, 1200 m, dh temp 80/40 degree | renewable heat | geothermal | medium | Regulation ability | Secondary regulation (of full load, per minute) [] | Secondary regulation | of full load, per minute | [] |  | H |  | upper | 2050
45.2.a Geothermal DH, 1200m, A | Geothermal plant, absorption heat pump, 1200 m, dh temp 80/40 degree - renewable heat - geothermal - medium | Geothermal plant, absorption heat pump, 1200 m, dh temp 80/40 degree | renewable heat | geothermal | medium | Regulation ability | Warm start-up time [hours] | Warm start-up time |  | hours |  |  |  | ctrl | 2020
45.2.a Geothermal DH, 1200m, A | Geothermal plant, absorption heat pump, 1200 m, dh temp 80/40 degree - renewable heat - geothermal - medium | Geothermal plant, absorption heat pump, 1200 m, dh temp 80/40 degree | renewable heat | geothermal | medium | Regulation ability | Warm start-up time [hours] | Warm start-up time |  | hours |  |  |  | ctrl | 2025
45.2.a Geothermal DH, 1200m, A | Geothermal plant, absorption heat pump, 1200 m, dh temp 80/40 degree - renewable heat - geothermal - medium | Geothermal plant, absorption heat pump, 1200 m, dh temp 80/40 degree | renewable heat | geothermal | medium | Regulation ability | Warm start-up time [hours] | Warm start-up time |  | hours |  |  |  | lower | 2025
45.2.a Geothermal DH, 1200m, A | Geothermal plant, absorption heat pump, 1200 m, dh temp 80/40 degree - renewable heat - geothermal - medium | Geothermal plant, absorption heat pump, 1200 m, dh temp 80/40 degree | renewable heat | geothermal | medium | Regulation ability | Warm start-up time [hours] | Warm start-up time |  | hours |  |  |  | upper | 2025
45.2.a Geothermal DH, 1200m, A | Geothermal plant, absorption heat pump, 1200 m, dh temp 80/40 degree - renewable heat - geothermal - medium | Geothermal plant, absorption heat pump, 1200 m, dh temp 80/40 degree | renewable heat | geothermal | medium | Regulation ability | Warm start-up time [hours] | Warm start-up time |  | hours |  |  |  | ctrl | 2030
45.2.a Geothermal DH, 1200m, A | Geothermal plant, absorption heat pump, 1200 m, dh temp 80/40 degree - renewable heat - geothermal - medium | Geothermal plant, absorption heat pump, 1200 m, dh temp 80/40 degree | renewable heat | geothermal | medium | Regulation ability | Warm start-up time [hours] | Warm start-up time |  | hours |  |  |  | ctrl | 2040
45.2.a Geothermal DH, 1200m, A | Geothermal plant, absorption heat pump, 1200 m, dh temp 80/40 degree - renewable heat - geothermal - medium | Geothermal plant, absorption heat pump, 1200 m, dh temp 80/40 degree | renewable heat | geothermal | medium | Regulation ability | Warm start-up time [hours] | Warm start-up time |  | hours |  |  |  | ctrl | 2050
45.2.a Geothermal DH, 1200m, A | Geothermal plant, absorption heat pump, 1200 m, dh temp 80/40 degree - renewable heat - geothermal - medium | Geothermal plant, absorption heat pump, 1200 m, dh temp 80/40 degree | renewable heat | geothermal | medium | Regulation ability | Warm start-up time [hours] | Warm start-up time |  | hours |  |  |  | lower | 2050
45.2.a Geothermal DH, 1200m, A | Geothermal plant, absorption heat pump, 1200 m, dh temp 80/40 degree - renewable heat - geothermal - medium | Geothermal plant, absorption heat pump, 1200 m, dh temp 80/40 degree | renewable heat | geothermal | medium | Regulation ability | Warm start-up time [hours] | Warm start-up time |  | hours |  |  |  | upper | 2050
45.2.a Geothermal DH, 1200m, A | Geothermal plant, absorption heat pump, 1200 m, dh temp 80/40 degree - renewable heat - geothermal - medium | Geothermal plant, absorption heat pump, 1200 m, dh temp 80/40 degree | renewable heat | geothermal | medium | Technology-specific data | Depth of geothermal well [m] | Depth of geothermal well |  | m |  |  | 1 | ctrl | 2020 | 1200
45.2.a Geothermal DH, 1200m, A | Geothermal plant, absorption heat pump, 1200 m, dh temp 80/40 degree - renewable heat - geothermal - medium | Geothermal plant, absorption heat pump, 1200 m, dh temp 80/40 degree | renewable heat | geothermal | medium | Technology-specific data | Depth of geothermal well [m] | Depth of geothermal well |  | m |  |  | 1 | ctrl | 2025 | 1200
45.2.a Geothermal DH, 1200m, A | Geothermal plant, absorption heat pump, 1200 m, dh temp 80/40 degree - renewable heat - geothermal - medium | Geothermal plant, absorption heat pump, 1200 m, dh temp 80/40 degree | renewable heat | geothermal | medium | Technology-specific data | Depth of geothermal well [m] | Depth of geothermal well |  | m |  |  | 1 | lower | 2025 | 1200
45.2.a Geothermal DH, 1200m, A | Geothermal plant, absorption heat pump, 1200 m, dh temp 80/40 degree - renewable heat - geothermal - medium | Geothermal plant, absorption heat pump, 1200 m, dh temp 80/40 degree | renewable heat | geothermal | medium | Technology-specific data | Depth of geothermal well [m] | Depth of geothermal well |  | m |  |  | 1 | upper | 2025 | 1200
45.2.a Geothermal DH, 1200m, A | Geothermal plant, absorption heat pump, 1200 m, dh temp 80/40 degree - renewable heat - geothermal - medium | Geothermal plant, absorption heat pump, 1200 m, dh temp 80/40 degree | renewable heat | geothermal | medium | Technology-specific data | Depth of geothermal well [m] | Depth of geothermal well |  | m |  |  | 1 | ctrl | 2030 | 1200
45.2.a Geothermal DH, 1200m, A | Geothermal plant, absorption heat pump, 1200 m, dh temp 80/40 degree - renewable heat - geothermal - medium | Geothermal plant, absorption heat pump, 1200 m, dh temp 80/40 degree | renewable heat | geothermal | medium | Technology-specific data | Depth of geothermal well [m] | Depth of geothermal well |  | m |  |  | 1 | ctrl | 2040 | 1200
45.2.a Geothermal DH, 1200m, A | Geothermal plant, absorption heat pump, 1200 m, dh temp 80/40 degree - renewable heat - geothermal - medium | Geothermal plant, absorption heat pump, 1200 m, dh temp 80/40 degree | renewable heat | geothermal | medium | Technology-specific data | Depth of geothermal well [m] | Depth of geothermal well |  | m |  |  | 1 | ctrl | 2050 | 1200
45.2.a Geothermal DH, 1200m, A | Geothermal plant, absorption heat pump, 1200 m, dh temp 80/40 degree - renewable heat - geothermal - medium | Geothermal plant, absorption heat pump, 1200 m, dh temp 80/40 degree | renewable heat | geothermal | medium | Technology-specific data | Depth of geothermal well [m] | Depth of geothermal well |  | m |  |  | 1 | lower | 2050 | 1200
45.2.a Geothermal DH, 1200m, A | Geothermal plant, absorption heat pump, 1200 m, dh temp 80/40 degree - renewable heat - geothermal - medium | Geothermal plant, absorption heat pump, 1200 m, dh temp 80/40 degree | renewable heat | geothermal | medium | Technology-specific data | Depth of geothermal well [m] | Depth of geothermal well |  | m |  |  | 1 | upper | 2050 | 1200
45.2.a Geothermal DH, 1200m, A | Geothermal plant, absorption heat pump, 1200 m, dh temp 80/40 degree - renewable heat - geothermal - medium | Geothermal plant, absorption heat pump, 1200 m, dh temp 80/40 degree | renewable heat | geothermal | medium | Technology-specific data | Heat generation from geothermal ressource [MW_h] | Heat generation from geothermal ressource |  | MW_h |  | [I, A, L, N] | 1 | ctrl | 2020 | 9.41
45.2.a Geothermal DH, 1200m, A | Geothermal plant, absorption heat pump, 1200 m, dh temp 80/40 degree - renewable heat - geothermal - medium | Geothermal plant, absorption heat pump, 1200 m, dh temp 80/40 degree | renewable heat | geothermal | medium | Technology-specific data | Heat generation from geothermal ressource [MW_h] | Heat generation from geothermal ressource |  | MW_h |  | [I, A, L, N] | 1 | ctrl | 2025 | 9.41
45.2.a Geothermal DH, 1200m, A | Geothermal plant, absorption heat pump, 1200 m, dh temp 80/40 degree - renewable heat - geothermal - medium | Geothermal plant, absorption heat pump, 1200 m, dh temp 80/40 degree | renewable heat | geothermal | medium | Technology-specific data | Heat generation from geothermal ressource [MW_h] | Heat generation from geothermal ressource |  | MW_h |  | [I, A, L, N] | 1 | lower | 2025 | 15.88
45.2.a Geothermal DH, 1200m, A | Geothermal plant, absorption heat pump, 1200 m, dh temp 80/40 degree - renewable heat - geothermal - medium | Geothermal plant, absorption heat pump, 1200 m, dh temp 80/40 degree | renewable heat | geothermal | medium | Technology-specific data | Heat generation from geothermal ressource [MW_h] | Heat generation from geothermal ressource |  | MW_h |  | [I, A, L, N] | 1 | upper | 2025 | 3.52
45.2.a Geothermal DH, 1200m, A | Geothermal plant, absorption heat pump, 1200 m, dh temp 80/40 degree - renewable heat - geothermal - medium | Geothermal plant, absorption heat pump, 1200 m, dh temp 80/40 degree | renewable heat | geothermal | medium | Technology-specific data | Heat generation from geothermal ressource [MW_h] | Heat generation from geothermal ressource |  | MW_h |  | [I, A, L, N] | 1 | ctrl | 2030 | 9.41
45.2.a Geothermal DH, 1200m, A | Geothermal plant, absorption heat pump, 1200 m, dh temp 80/40 degree - renewable heat - geothermal - medium | Geothermal plant, absorption heat pump, 1200 m, dh temp 80/40 degree | renewable heat | geothermal | medium | Technology-specific data | Heat generation from geothermal ressource [MW_h] | Heat generation from geothermal ressource |  | MW_h |  | [I, A, L, N] | 1 | ctrl | 2040 | 9.41
45.2.a Geothermal DH, 1200m, A | Geothermal plant, absorption heat pump, 1200 m, dh temp 80/40 degree - renewable heat - geothermal - medium | Geothermal plant, absorption heat pump, 1200 m, dh temp 80/40 degree | renewable heat | geothermal | medium | Technology-specific data | Heat generation from geothermal ressource [MW_h] | Heat generation from geothermal ressource |  | MW_h |  | [I, A, L, N] | 1 | ctrl | 2050 | 9.41
45.2.a Geothermal DH, 1200m, A | Geothermal plant, absorption heat pump, 1200 m, dh temp 80/40 degree - renewable heat - geothermal - medium | Geothermal plant, absorption heat pump, 1200 m, dh temp 80/40 degree | renewable heat | geothermal | medium | Technology-specific data | Heat generation from geothermal ressource [MW_h] | Heat generation from geothermal ressource |  | MW_h |  | [I, A, L, N] | 1 | lower | 2050 | 15.88
45.2.a Geothermal DH, 1200m, A | Geothermal plant, absorption heat pump, 1200 m, dh temp 80/40 degree - renewable heat - geothermal - medium | Geothermal plant, absorption heat pump, 1200 m, dh temp 80/40 degree | renewable heat | geothermal | medium | Technology-specific data | Heat generation from geothermal ressource [MW_h] | Heat generation from geothermal ressource |  | MW_h |  | [I, A, L, N] | 1 | upper | 2050 | 3.52
45.2.a Geothermal DH, 1200m, A | Geothermal plant, absorption heat pump, 1200 m, dh temp 80/40 degree - renewable heat - geothermal - medium | Geothermal plant, absorption heat pump, 1200 m, dh temp 80/40 degree | renewable heat | geothermal | medium | Technology-specific data | Heat generation from heat pumps [MW_h] | Heat generation from heat pumps |  | MW_h |  | A | 1 | ctrl | 2020 | 13.2507
45.2.a Geothermal DH, 1200m, A | Geothermal plant, absorption heat pump, 1200 m, dh temp 80/40 degree - renewable heat - geothermal - medium | Geothermal plant, absorption heat pump, 1200 m, dh temp 80/40 degree | renewable heat | geothermal | medium | Technology-specific data | Heat generation from heat pumps [MW_h] | Heat generation from heat pumps |  | MW_h |  | A | 1 | ctrl | 2025 | 13.0667
45.2.a Geothermal DH, 1200m, A | Geothermal plant, absorption heat pump, 1200 m, dh temp 80/40 degree - renewable heat - geothermal - medium | Geothermal plant, absorption heat pump, 1200 m, dh temp 80/40 degree | renewable heat | geothermal | medium | Technology-specific data | Heat generation from heat pumps [MW_h] | Heat generation from heat pumps |  | MW_h |  | A | 1 | lower | 2025 | 22.0556
45.2.a Geothermal DH, 1200m, A | Geothermal plant, absorption heat pump, 1200 m, dh temp 80/40 degree - renewable heat - geothermal - medium | Geothermal plant, absorption heat pump, 1200 m, dh temp 80/40 degree | renewable heat | geothermal | medium | Technology-specific data | Heat generation from heat pumps [MW_h] | Heat generation from heat pumps |  | MW_h |  | A | 1 | upper | 2025 | 4.8889
45.2.a Geothermal DH, 1200m, A | Geothermal plant, absorption heat pump, 1200 m, dh temp 80/40 degree - renewable heat - geothermal - medium | Geothermal plant, absorption heat pump, 1200 m, dh temp 80/40 degree | renewable heat | geothermal | medium | Technology-specific data | Heat generation from heat pumps [MW_h] | Heat generation from heat pumps |  | MW_h |  | A | 1 | ctrl | 2030 | 12.8877
45.2.a Geothermal DH, 1200m, A | Geothermal plant, absorption heat pump, 1200 m, dh temp 80/40 degree - renewable heat - geothermal - medium | Geothermal plant, absorption heat pump, 1200 m, dh temp 80/40 degree | renewable heat | geothermal | medium | Technology-specific data | Heat generation from heat pumps [MW_h] | Heat generation from heat pumps |  | MW_h |  | A | 1 | ctrl | 2040 | 12.7135
45.2.a Geothermal DH, 1200m, A | Geothermal plant, absorption heat pump, 1200 m, dh temp 80/40 degree - renewable heat - geothermal - medium | Geothermal plant, absorption heat pump, 1200 m, dh temp 80/40 degree | renewable heat | geothermal | medium | Technology-specific data | Heat generation from heat pumps [MW_h] | Heat generation from heat pumps |  | MW_h |  | A | 1 | ctrl | 2050 | 12.544
45.2.a Geothermal DH, 1200m, A | Geothermal plant, absorption heat pump, 1200 m, dh temp 80/40 degree - renewable heat - geothermal - medium | Geothermal plant, absorption heat pump, 1200 m, dh temp 80/40 degree | renewable heat | geothermal | medium | Technology-specific data | Heat generation from heat pumps [MW_h] | Heat generation from heat pumps |  | MW_h |  | A | 1 | lower | 2050 | 21.1733
45.2.a Geothermal DH, 1200m, A | Geothermal plant, absorption heat pump, 1200 m, dh temp 80/40 degree - renewable heat - geothermal - medium | Geothermal plant, absorption heat pump, 1200 m, dh temp 80/40 degree | renewable heat | geothermal | medium | Technology-specific data | Heat generation from heat pumps [MW_h] | Heat generation from heat pumps |  | MW_h |  | A | 1 | upper | 2050 | 4.6933
45.2.a Geothermal DH, 1200m, A | Geothermal plant, absorption heat pump, 1200 m, dh temp 80/40 degree - renewable heat - geothermal - medium | Geothermal plant, absorption heat pump, 1200 m, dh temp 80/40 degree | renewable heat | geothermal | medium | Technology-specific data | Number of injection wells | Number of injection wells |  |  |  | [L, N] | 1 | ctrl | 2020 | 4
45.2.a Geothermal DH, 1200m, A | Geothermal plant, absorption heat pump, 1200 m, dh temp 80/40 degree - renewable heat - geothermal - medium | Geothermal plant, absorption heat pump, 1200 m, dh temp 80/40 degree | renewable heat | geothermal | medium | Technology-specific data | Number of injection wells | Number of injection wells |  |  |  | [L, N] | 1 | ctrl | 2025 | 4
45.2.a Geothermal DH, 1200m, A | Geothermal plant, absorption heat pump, 1200 m, dh temp 80/40 degree - renewable heat - geothermal - medium | Geothermal plant, absorption heat pump, 1200 m, dh temp 80/40 degree | renewable heat | geothermal | medium | Technology-specific data | Number of injection wells | Number of injection wells |  |  |  | [L, N] | 1 | lower | 2025 | 3
45.2.a Geothermal DH, 1200m, A | Geothermal plant, absorption heat pump, 1200 m, dh temp 80/40 degree - renewable heat - geothermal - medium | Geothermal plant, absorption heat pump, 1200 m, dh temp 80/40 degree | renewable heat | geothermal | medium | Technology-specific data | Number of injection wells | Number of injection wells |  |  |  | [L, N] | 1 | upper | 2025 | 2
45.2.a Geothermal DH, 1200m, A | Geothermal plant, absorption heat pump, 1200 m, dh temp 80/40 degree - renewable heat - geothermal - medium | Geothermal plant, absorption heat pump, 1200 m, dh temp 80/40 degree | renewable heat | geothermal | medium | Technology-specific data | Number of injection wells | Number of injection wells |  |  |  | [L, N] | 1 | ctrl | 2030 | 4
45.2.a Geothermal DH, 1200m, A | Geothermal plant, absorption heat pump, 1200 m, dh temp 80/40 degree - renewable heat - geothermal - medium | Geothermal plant, absorption heat pump, 1200 m, dh temp 80/40 degree | renewable heat | geothermal | medium | Technology-specific data | Number of injection wells | Number of injection wells |  |  |  | [L, N] | 1 | ctrl | 2040 | 4
45.2.a Geothermal DH, 1200m, A | Geothermal plant, absorption heat pump, 1200 m, dh temp 80/40 degree - renewable heat - geothermal - medium | Geothermal plant, absorption heat pump, 1200 m, dh temp 80/40 degree | renewable heat | geothermal | medium | Technology-specific data | Number of injection wells | Number of injection wells |  |  |  | [L, N] | 1 | ctrl | 2050 | 4
45.2.a Geothermal DH, 1200m, A | Geothermal plant, absorption heat pump, 1200 m, dh temp 80/40 degree - renewable heat - geothermal - medium | Geothermal plant, absorption heat pump, 1200 m, dh temp 80/40 degree | renewable heat | geothermal | medium | Technology-specific data | Number of injection wells | Number of injection wells |  |  |  | [L, N] | 1 | lower | 2050 | 3
45.2.a Geothermal DH, 1200m, A | Geothermal plant, absorption heat pump, 1200 m, dh temp 80/40 degree - renewable heat - geothermal - medium | Geothermal plant, absorption heat pump, 1200 m, dh temp 80/40 degree | renewable heat | geothermal | medium | Technology-specific data | Number of injection wells | Number of injection wells |  |  |  | [L, N] | 1 | upper | 2050 | 2
45.2.a Geothermal DH, 1200m, A | Geothermal plant, absorption heat pump, 1200 m, dh temp 80/40 degree - renewable heat - geothermal - medium | Geothermal plant, absorption heat pump, 1200 m, dh temp 80/40 degree | renewable heat | geothermal | medium | Technology-specific data | Number of production wells | Number of production wells |  |  |  | [L, N] | 1 | ctrl | 2020 | 2
45.2.a Geothermal DH, 1200m, A | Geothermal plant, absorption heat pump, 1200 m, dh temp 80/40 degree - renewable heat - geothermal - medium | Geothermal plant, absorption heat pump, 1200 m, dh temp 80/40 degree | renewable heat | geothermal | medium | Technology-specific data | Number of production wells | Number of production wells |  |  |  | [L, N] | 1 | ctrl | 2025 | 2
45.2.a Geothermal DH, 1200m, A | Geothermal plant, absorption heat pump, 1200 m, dh temp 80/40 degree - renewable heat - geothermal - medium | Geothermal plant, absorption heat pump, 1200 m, dh temp 80/40 degree | renewable heat | geothermal | medium | Technology-specific data | Number of production wells | Number of production wells |  |  |  | [L, N] | 1 | lower | 2025 | 3
45.2.a Geothermal DH, 1200m, A | Geothermal plant, absorption heat pump, 1200 m, dh temp 80/40 degree - renewable heat - geothermal - medium | Geothermal plant, absorption heat pump, 1200 m, dh temp 80/40 degree | renewable heat | geothermal | medium | Technology-specific data | Number of production wells | Number of production wells |  |  |  | [L, N] | 1 | upper | 2025 | 1
45.2.a Geothermal DH, 1200m, A | Geothermal plant, absorption heat pump, 1200 m, dh temp 80/40 degree - renewable heat - geothermal - medium | Geothermal plant, absorption heat pump, 1200 m, dh temp 80/40 degree | renewable heat | geothermal | medium | Technology-specific data | Number of production wells | Number of production wells |  |  |  | [L, N] | 1 | ctrl | 2030 | 2
45.2.a Geothermal DH, 1200m, A | Geothermal plant, absorption heat pump, 1200 m, dh temp 80/40 degree - renewable heat - geothermal - medium | Geothermal plant, absorption heat pump, 1200 m, dh temp 80/40 degree | renewable heat | geothermal | medium | Technology-specific data | Number of production wells | Number of production wells |  |  |  | [L, N] | 1 | ctrl | 2040 | 2
45.2.a Geothermal DH, 1200m, A | Geothermal plant, absorption heat pump, 1200 m, dh temp 80/40 degree - renewable heat - geothermal - medium | Geothermal plant, absorption heat pump, 1200 m, dh temp 80/40 degree | renewable heat | geothermal | medium | Technology-specific data | Number of production wells | Number of production wells |  |  |  | [L, N] | 1 | ctrl | 2050 | 2
45.2.a Geothermal DH, 1200m, A | Geothermal plant, absorption heat pump, 1200 m, dh temp 80/40 degree - renewable heat - geothermal - medium | Geothermal plant, absorption heat pump, 1200 m, dh temp 80/40 degree | renewable heat | geothermal | medium | Technology-specific data | Number of production wells | Number of production wells |  |  |  | [L, N] | 1 | lower | 2050 | 3
45.2.a Geothermal DH, 1200m, A | Geothermal plant, absorption heat pump, 1200 m, dh temp 80/40 degree - renewable heat - geothermal - medium | Geothermal plant, absorption heat pump, 1200 m, dh temp 80/40 degree | renewable heat | geothermal | medium | Technology-specific data | Number of production wells | Number of production wells |  |  |  | [L, N] | 1 | upper | 2050 | 1
45.2.a Geothermal DH, 1200m, A | Geothermal plant, absorption heat pump, 1200 m, dh temp 80/40 degree - renewable heat - geothermal - medium | Geothermal plant, absorption heat pump, 1200 m, dh temp 80/40 degree | renewable heat | geothermal | medium | Technology-specific data | Heat pump SCOP (net, annual average) [] | Heat pump SCOP | net, annual average | [] |  | [A, N] |  | ctrl | 2020 | 1.71
45.2.a Geothermal DH, 1200m, A | Geothermal plant, absorption heat pump, 1200 m, dh temp 80/40 degree - renewable heat - geothermal - medium | Geothermal plant, absorption heat pump, 1200 m, dh temp 80/40 degree | renewable heat | geothermal | medium | Technology-specific data | Heat pump SCOP (net, annual average) [] | Heat pump SCOP | net, annual average | [] |  | [A, N] |  | ctrl | 2025 | 1.72
45.2.a Geothermal DH, 1200m, A | Geothermal plant, absorption heat pump, 1200 m, dh temp 80/40 degree - renewable heat - geothermal - medium | Geothermal plant, absorption heat pump, 1200 m, dh temp 80/40 degree | renewable heat | geothermal | medium | Technology-specific data | Heat pump SCOP (net, annual average) [] | Heat pump SCOP | net, annual average | [] |  | [A, N] |  | lower | 2025 | 1.72
45.2.a Geothermal DH, 1200m, A | Geothermal plant, absorption heat pump, 1200 m, dh temp 80/40 degree - renewable heat - geothermal - medium | Geothermal plant, absorption heat pump, 1200 m, dh temp 80/40 degree | renewable heat | geothermal | medium | Technology-specific data | Heat pump SCOP (net, annual average) [] | Heat pump SCOP | net, annual average | [] |  | [A, N] |  | upper | 2025 | 1.72
45.2.a Geothermal DH, 1200m, A | Geothermal plant, absorption heat pump, 1200 m, dh temp 80/40 degree - renewable heat - geothermal - medium | Geothermal plant, absorption heat pump, 1200 m, dh temp 80/40 degree | renewable heat | geothermal | medium | Technology-specific data | Heat pump SCOP (net, annual average) [] | Heat pump SCOP | net, annual average | [] |  | [A, N] |  | ctrl | 2030 | 1.73
45.2.a Geothermal DH, 1200m, A | Geothermal plant, absorption heat pump, 1200 m, dh temp 80/40 degree - renewable heat - geothermal - medium | Geothermal plant, absorption heat pump, 1200 m, dh temp 80/40 degree | renewable heat | geothermal | medium | Technology-specific data | Heat pump SCOP (net, annual average) [] | Heat pump SCOP | net, annual average | [] |  | [A, N] |  | ctrl | 2040 | 1.74
45.2.a Geothermal DH, 1200m, A | Geothermal plant, absorption heat pump, 1200 m, dh temp 80/40 degree - renewable heat - geothermal - medium | Geothermal plant, absorption heat pump, 1200 m, dh temp 80/40 degree | renewable heat | geothermal | medium | Technology-specific data | Heat pump SCOP (net, annual average) [] | Heat pump SCOP | net, annual average | [] |  | [A, N] |  | ctrl | 2050 | 1.75
45.2.a Geothermal DH, 1200m, A | Geothermal plant, absorption heat pump, 1200 m, dh temp 80/40 degree - renewable heat - geothermal - medium | Geothermal plant, absorption heat pump, 1200 m, dh temp 80/40 degree | renewable heat | geothermal | medium | Technology-specific data | Heat pump SCOP (net, annual average) [] | Heat pump SCOP | net, annual average | [] |  | [A, N] |  | lower | 2050 | 1.75
45.2.a Geothermal DH, 1200m, A | Geothermal plant, absorption heat pump, 1200 m, dh temp 80/40 degree - renewable heat - geothermal - medium | Geothermal plant, absorption heat pump, 1200 m, dh temp 80/40 degree | renewable heat | geothermal | medium | Technology-specific data | Heat pump SCOP (net, annual average) [] | Heat pump SCOP | net, annual average | [] |  | [A, N] |  | upper | 2050 | 1.75
45.2.b Geothermal DH, 2000m, A | Geothermal plant, absorption heat pump, 2000 m, dh temp 80/40 degree - renewable heat - geothermal - medium | Geothermal plant, absorption heat pump, 2000 m, dh temp 80/40 degree | renewable heat | geothermal | medium | Energy/technical data | Auxiliary Electricity consumption (share of heat gen.) [] | Auxiliary Electricity consumption | share of heat gen. | [] |  | B | [2, 3, 4] | ctrl | 2020 | 0.048566
45.2.b Geothermal DH, 2000m, A | Geothermal plant, absorption heat pump, 2000 m, dh temp 80/40 degree - renewable heat - geothermal - medium | Geothermal plant, absorption heat pump, 2000 m, dh temp 80/40 degree | renewable heat | geothermal | medium | Energy/technical data | Auxiliary Electricity consumption (share of heat gen.) [] | Auxiliary Electricity consumption | share of heat gen. | [] |  | B | [2, 3, 4] | ctrl | 2025 | 0.048774
45.2.b Geothermal DH, 2000m, A | Geothermal plant, absorption heat pump, 2000 m, dh temp 80/40 degree - renewable heat - geothermal - medium | Geothermal plant, absorption heat pump, 2000 m, dh temp 80/40 degree | renewable heat | geothermal | medium | Energy/technical data | Auxiliary Electricity consumption (share of heat gen.) [] | Auxiliary Electricity consumption | share of heat gen. | [] |  | B | [2, 3, 4] | lower | 2025 | 0.027614
45.2.b Geothermal DH, 2000m, A | Geothermal plant, absorption heat pump, 2000 m, dh temp 80/40 degree - renewable heat - geothermal - medium | Geothermal plant, absorption heat pump, 2000 m, dh temp 80/40 degree | renewable heat | geothermal | medium | Energy/technical data | Auxiliary Electricity consumption (share of heat gen.) [] | Auxiliary Electricity consumption | share of heat gen. | [] |  | B | [2, 3, 4] | upper | 2025 | 0.069033
45.2.b Geothermal DH, 2000m, A | Geothermal plant, absorption heat pump, 2000 m, dh temp 80/40 degree - renewable heat - geothermal - medium | Geothermal plant, absorption heat pump, 2000 m, dh temp 80/40 degree | renewable heat | geothermal | medium | Energy/technical data | Auxiliary Electricity consumption (share of heat gen.) [] | Auxiliary Electricity consumption | share of heat gen. | [] |  | B | [2, 3, 4] | ctrl | 2030 | 0.048978
45.2.b Geothermal DH, 2000m, A | Geothermal plant, absorption heat pump, 2000 m, dh temp 80/40 degree - renewable heat - geothermal - medium | Geothermal plant, absorption heat pump, 2000 m, dh temp 80/40 degree | renewable heat | geothermal | medium | Energy/technical data | Auxiliary Electricity consumption (share of heat gen.) [] | Auxiliary Electricity consumption | share of heat gen. | [] |  | B | [2, 3, 4] | ctrl | 2040 | 0.049177
45.2.b Geothermal DH, 2000m, A | Geothermal plant, absorption heat pump, 2000 m, dh temp 80/40 degree - renewable heat - geothermal - medium | Geothermal plant, absorption heat pump, 2000 m, dh temp 80/40 degree | renewable heat | geothermal | medium | Energy/technical data | Auxiliary Electricity consumption (share of heat gen.) [] | Auxiliary Electricity consumption | share of heat gen. | [] |  | B | [2, 3, 4] | ctrl | 2050 | 0.049374
45.2.b Geothermal DH, 2000m, A | Geothermal plant, absorption heat pump, 2000 m, dh temp 80/40 degree - renewable heat - geothermal - medium | Geothermal plant, absorption heat pump, 2000 m, dh temp 80/40 degree | renewable heat | geothermal | medium | Energy/technical data | Auxiliary Electricity consumption (share of heat gen.) [] | Auxiliary Electricity consumption | share of heat gen. | [] |  | B | [2, 3, 4] | lower | 2050 | 0.027614
45.2.b Geothermal DH, 2000m, A | Geothermal plant, absorption heat pump, 2000 m, dh temp 80/40 degree - renewable heat - geothermal - medium | Geothermal plant, absorption heat pump, 2000 m, dh temp 80/40 degree | renewable heat | geothermal | medium | Energy/technical data | Auxiliary Electricity consumption (share of heat gen.) [] | Auxiliary Electricity consumption | share of heat gen. | [] |  | B | [2, 3, 4] | upper | 2050 | 0.069033
45.2.b Geothermal DH, 2000m, A | Geothermal plant, absorption heat pump, 2000 m, dh temp 80/40 degree - renewable heat - geothermal - medium | Geothermal plant, absorption heat pump, 2000 m, dh temp 80/40 degree | renewable heat | geothermal | medium | Energy/technical data | Construction time [years] | Construction time |  | years |  |  | 5 | ctrl | 2020 | 4.5
45.2.b Geothermal DH, 2000m, A | Geothermal plant, absorption heat pump, 2000 m, dh temp 80/40 degree - renewable heat - geothermal - medium | Geothermal plant, absorption heat pump, 2000 m, dh temp 80/40 degree | renewable heat | geothermal | medium | Energy/technical data | Construction time [years] | Construction time |  | years |  |  | 5 | ctrl | 2025 | 4.5
45.2.b Geothermal DH, 2000m, A | Geothermal plant, absorption heat pump, 2000 m, dh temp 80/40 degree - renewable heat - geothermal - medium | Geothermal plant, absorption heat pump, 2000 m, dh temp 80/40 degree | renewable heat | geothermal | medium | Energy/technical data | Construction time [years] | Construction time |  | years |  |  | 5 | lower | 2025 | 4
45.2.b Geothermal DH, 2000m, A | Geothermal plant, absorption heat pump, 2000 m, dh temp 80/40 degree - renewable heat - geothermal - medium | Geothermal plant, absorption heat pump, 2000 m, dh temp 80/40 degree | renewable heat | geothermal | medium | Energy/technical data | Construction time [years] | Construction time |  | years |  |  | 5 | upper | 2025 | 5
45.2.b Geothermal DH, 2000m, A | Geothermal plant, absorption heat pump, 2000 m, dh temp 80/40 degree - renewable heat - geothermal - medium | Geothermal plant, absorption heat pump, 2000 m, dh temp 80/40 degree | renewable heat | geothermal | medium | Energy/technical data | Construction time [years] | Construction time |  | years |  |  | 5 | ctrl | 2030 | 4
45.2.b Geothermal DH, 2000m, A | Geothermal plant, absorption heat pump, 2000 m, dh temp 80/40 degree - renewable heat - geothermal - medium | Geothermal plant, absorption heat pump, 2000 m, dh temp 80/40 degree | renewable heat | geothermal | medium | Energy/technical data | Construction time [years] | Construction time |  | years |  |  | 5 | ctrl | 2040 | 4
45.2.b Geothermal DH, 2000m, A | Geothermal plant, absorption heat pump, 2000 m, dh temp 80/40 degree - renewable heat - geothermal - medium | Geothermal plant, absorption heat pump, 2000 m, dh temp 80/40 degree | renewable heat | geothermal | medium | Energy/technical data | Construction time [years] | Construction time |  | years |  |  | 5 | ctrl | 2050 | 4
45.2.b Geothermal DH, 2000m, A | Geothermal plant, absorption heat pump, 2000 m, dh temp 80/40 degree - renewable heat - geothermal - medium | Geothermal plant, absorption heat pump, 2000 m, dh temp 80/40 degree | renewable heat | geothermal | medium | Energy/technical data | Construction time [years] | Construction time |  | years |  |  | 5 | lower | 2050 | 3
45.2.b Geothermal DH, 2000m, A | Geothermal plant, absorption heat pump, 2000 m, dh temp 80/40 degree - renewable heat - geothermal - medium | Geothermal plant, absorption heat pump, 2000 m, dh temp 80/40 degree | renewable heat | geothermal | medium | Energy/technical data | Construction time [years] | Construction time |  | years |  |  | 5 | upper | 2050 | 5
45.2.b Geothermal DH, 2000m, A | Geothermal plant, absorption heat pump, 2000 m, dh temp 80/40 degree - renewable heat - geothermal - medium | Geothermal plant, absorption heat pump, 2000 m, dh temp 80/40 degree | renewable heat | geothermal | medium | Energy/technical data | Forced outage [] | Forced outage |  | [] |  |  | 5 | ctrl | 2020 | 0.02
45.2.b Geothermal DH, 2000m, A | Geothermal plant, absorption heat pump, 2000 m, dh temp 80/40 degree - renewable heat - geothermal - medium | Geothermal plant, absorption heat pump, 2000 m, dh temp 80/40 degree | renewable heat | geothermal | medium | Energy/technical data | Forced outage [] | Forced outage |  | [] |  |  | 5 | ctrl | 2025 | 0.02
45.2.b Geothermal DH, 2000m, A | Geothermal plant, absorption heat pump, 2000 m, dh temp 80/40 degree - renewable heat - geothermal - medium | Geothermal plant, absorption heat pump, 2000 m, dh temp 80/40 degree | renewable heat | geothermal | medium | Energy/technical data | Forced outage [] | Forced outage |  | [] |  |  | 5 | lower | 2025 | 0.01
45.2.b Geothermal DH, 2000m, A | Geothermal plant, absorption heat pump, 2000 m, dh temp 80/40 degree - renewable heat - geothermal - medium | Geothermal plant, absorption heat pump, 2000 m, dh temp 80/40 degree | renewable heat | geothermal | medium | Energy/technical data | Forced outage [] | Forced outage |  | [] |  |  | 5 | upper | 2025 | 0.03
45.2.b Geothermal DH, 2000m, A | Geothermal plant, absorption heat pump, 2000 m, dh temp 80/40 degree - renewable heat - geothermal - medium | Geothermal plant, absorption heat pump, 2000 m, dh temp 80/40 degree | renewable heat | geothermal | medium | Energy/technical data | Forced outage [] | Forced outage |  | [] |  |  | 5 | ctrl | 2030 | 0.02
45.2.b Geothermal DH, 2000m, A | Geothermal plant, absorption heat pump, 2000 m, dh temp 80/40 degree - renewable heat - geothermal - medium | Geothermal plant, absorption heat pump, 2000 m, dh temp 80/40 degree | renewable heat | geothermal | medium | Energy/technical data | Forced outage [] | Forced outage |  | [] |  |  | 5 | ctrl | 2040 | 0.02
45.2.b Geothermal DH, 2000m, A | Geothermal plant, absorption heat pump, 2000 m, dh temp 80/40 degree - renewable heat - geothermal - medium | Geothermal plant, absorption heat pump, 2000 m, dh temp 80/40 degree | renewable heat | geothermal | medium | Energy/technical data | Forced outage [] | Forced outage |  | [] |  |  | 5 | ctrl | 2050 | 0.02
45.2.b Geothermal DH, 2000m, A | Geothermal plant, absorption heat pump, 2000 m, dh temp 80/40 degree - renewable heat - geothermal - medium | Geothermal plant, absorption heat pump, 2000 m, dh temp 80/40 degree | renewable heat | geothermal | medium | Energy/technical data | Forced outage [] | Forced outage |  | [] |  |  | 5 | lower | 2050 | 0.01
45.2.b Geothermal DH, 2000m, A | Geothermal plant, absorption heat pump, 2000 m, dh temp 80/40 degree - renewable heat - geothermal - medium | Geothermal plant, absorption heat pump, 2000 m, dh temp 80/40 degree | renewable heat | geothermal | medium | Energy/technical data | Forced outage [] | Forced outage |  | [] |  |  | 5 | upper | 2050 | 0.03
45.2.b Geothermal DH, 2000m, A | Geothermal plant, absorption heat pump, 2000 m, dh temp 80/40 degree - renewable heat - geothermal - medium | Geothermal plant, absorption heat pump, 2000 m, dh temp 80/40 degree | renewable heat | geothermal | medium | Energy/technical data | Generating capacity for one unit [MW_h] | Generating capacity for one unit |  | MW_h |  | [I, A] | [1, 2] | ctrl | 2020 | 17.5844
45.2.b Geothermal DH, 2000m, A | Geothermal plant, absorption heat pump, 2000 m, dh temp 80/40 degree - renewable heat - geothermal - medium | Geothermal plant, absorption heat pump, 2000 m, dh temp 80/40 degree | renewable heat | geothermal | medium | Energy/technical data | Generating capacity for one unit [MW_h] | Generating capacity for one unit |  | MW_h |  | [I, A] | [1, 2] | ctrl | 2025 | 17.5094
45.2.b Geothermal DH, 2000m, A | Geothermal plant, absorption heat pump, 2000 m, dh temp 80/40 degree - renewable heat - geothermal - medium | Geothermal plant, absorption heat pump, 2000 m, dh temp 80/40 degree | renewable heat | geothermal | medium | Energy/technical data | Generating capacity for one unit [MW_h] | Generating capacity for one unit |  | MW_h |  | [I, A] | [1, 2] | lower | 2025 | 29.84
45.2.b Geothermal DH, 2000m, A | Geothermal plant, absorption heat pump, 2000 m, dh temp 80/40 degree - renewable heat - geothermal - medium | Geothermal plant, absorption heat pump, 2000 m, dh temp 80/40 degree | renewable heat | geothermal | medium | Energy/technical data | Generating capacity for one unit [MW_h] | Generating capacity for one unit |  | MW_h |  | [I, A] | [1, 2] | upper | 2025 | 6.62
45.2.b Geothermal DH, 2000m, A | Geothermal plant, absorption heat pump, 2000 m, dh temp 80/40 degree - renewable heat - geothermal - medium | Geothermal plant, absorption heat pump, 2000 m, dh temp 80/40 degree | renewable heat | geothermal | medium | Energy/technical data | Generating capacity for one unit [MW_h] | Generating capacity for one unit |  | MW_h |  | [I, A] | [1, 2] | ctrl | 2030 | 17.4366
45.2.b Geothermal DH, 2000m, A | Geothermal plant, absorption heat pump, 2000 m, dh temp 80/40 degree - renewable heat - geothermal - medium | Geothermal plant, absorption heat pump, 2000 m, dh temp 80/40 degree | renewable heat | geothermal | medium | Energy/technical data | Generating capacity for one unit [MW_h] | Generating capacity for one unit |  | MW_h |  | [I, A] | [1, 2] | ctrl | 2040 | 17.3657
45.2.b Geothermal DH, 2000m, A | Geothermal plant, absorption heat pump, 2000 m, dh temp 80/40 degree - renewable heat - geothermal - medium | Geothermal plant, absorption heat pump, 2000 m, dh temp 80/40 degree | renewable heat | geothermal | medium | Energy/technical data | Generating capacity for one unit [MW_h] | Generating capacity for one unit |  | MW_h |  | [I, A] | [1, 2] | ctrl | 2050 | 17.2967
45.2.b Geothermal DH, 2000m, A | Geothermal plant, absorption heat pump, 2000 m, dh temp 80/40 degree - renewable heat - geothermal - medium | Geothermal plant, absorption heat pump, 2000 m, dh temp 80/40 degree | renewable heat | geothermal | medium | Energy/technical data | Generating capacity for one unit [MW_h] | Generating capacity for one unit |  | MW_h |  | [I, A] | [1, 2] | lower | 2050 | 29.84
45.2.b Geothermal DH, 2000m, A | Geothermal plant, absorption heat pump, 2000 m, dh temp 80/40 degree - renewable heat - geothermal - medium | Geothermal plant, absorption heat pump, 2000 m, dh temp 80/40 degree | renewable heat | geothermal | medium | Energy/technical data | Generating capacity for one unit [MW_h] | Generating capacity for one unit |  | MW_h |  | [I, A] | [1, 2] | upper | 2050 | 6.62
45.2.b Geothermal DH, 2000m, A | Geothermal plant, absorption heat pump, 2000 m, dh temp 80/40 degree - renewable heat - geothermal - medium | Geothermal plant, absorption heat pump, 2000 m, dh temp 80/40 degree | renewable heat | geothermal | medium | Energy/technical data | Planned outage [weeks per year] | Planned outage |  | weeks per year |  |  | 5 | ctrl | 2020 | 2
45.2.b Geothermal DH, 2000m, A | Geothermal plant, absorption heat pump, 2000 m, dh temp 80/40 degree - renewable heat - geothermal - medium | Geothermal plant, absorption heat pump, 2000 m, dh temp 80/40 degree | renewable heat | geothermal | medium | Energy/technical data | Planned outage [weeks per year] | Planned outage |  | weeks per year |  |  | 5 | ctrl | 2025 | 2
45.2.b Geothermal DH, 2000m, A | Geothermal plant, absorption heat pump, 2000 m, dh temp 80/40 degree - renewable heat - geothermal - medium | Geothermal plant, absorption heat pump, 2000 m, dh temp 80/40 degree | renewable heat | geothermal | medium | Energy/technical data | Planned outage [weeks per year] | Planned outage |  | weeks per year |  |  | 5 | lower | 2025 | 1
45.2.b Geothermal DH, 2000m, A | Geothermal plant, absorption heat pump, 2000 m, dh temp 80/40 degree - renewable heat - geothermal - medium | Geothermal plant, absorption heat pump, 2000 m, dh temp 80/40 degree | renewable heat | geothermal | medium | Energy/technical data | Planned outage [weeks per year] | Planned outage |  | weeks per year |  |  | 5 | upper | 2025 | 4
45.2.b Geothermal DH, 2000m, A | Geothermal plant, absorption heat pump, 2000 m, dh temp 80/40 degree - renewable heat - geothermal - medium | Geothermal plant, absorption heat pump, 2000 m, dh temp 80/40 degree | renewable heat | geothermal | medium | Energy/technical data | Planned outage [weeks per year] | Planned outage |  | weeks per year |  |  | 5 | ctrl | 2030 | 2
45.2.b Geothermal DH, 2000m, A | Geothermal plant, absorption heat pump, 2000 m, dh temp 80/40 degree - renewable heat - geothermal - medium | Geothermal plant, absorption heat pump, 2000 m, dh temp 80/40 degree | renewable heat | geothermal | medium | Energy/technical data | Planned outage [weeks per year] | Planned outage |  | weeks per year |  |  | 5 | ctrl | 2040 | 2
45.2.b Geothermal DH, 2000m, A | Geothermal plant, absorption heat pump, 2000 m, dh temp 80/40 degree - renewable heat - geothermal - medium | Geothermal plant, absorption heat pump, 2000 m, dh temp 80/40 degree | renewable heat | geothermal | medium | Energy/technical data | Planned outage [weeks per year] | Planned outage |  | weeks per year |  |  | 5 | ctrl | 2050 | 2
45.2.b Geothermal DH, 2000m, A | Geothermal plant, absorption heat pump, 2000 m, dh temp 80/40 degree - renewable heat - geothermal - medium | Geothermal plant, absorption heat pump, 2000 m, dh temp 80/40 degree | renewable heat | geothermal | medium | Energy/technical data | Planned outage [weeks per year] | Planned outage |  | weeks per year |  |  | 5 | lower | 2050 | 1
45.2.b Geothermal DH, 2000m, A | Geothermal plant, absorption heat pump, 2000 m, dh temp 80/40 degree - renewable heat - geothermal - medium | Geothermal plant, absorption heat pump, 2000 m, dh temp 80/40 degree | renewable heat | geothermal | medium | Energy/technical data | Planned outage [weeks per year] | Planned outage |  | weeks per year |  |  | 5 | upper | 2050 | 4
45.2.b Geothermal DH, 2000m, A | Geothermal plant, absorption heat pump, 2000 m, dh temp 80/40 degree - renewable heat - geothermal - medium | Geothermal plant, absorption heat pump, 2000 m, dh temp 80/40 degree | renewable heat | geothermal | medium | Energy/technical data | Space requirement [1000 m2/MW_h] | Space requirement |  | 1000 m2/MW_h |  | D | 5 | ctrl | 2020 | 5
45.2.b Geothermal DH, 2000m, A | Geothermal plant, absorption heat pump, 2000 m, dh temp 80/40 degree - renewable heat - geothermal - medium | Geothermal plant, absorption heat pump, 2000 m, dh temp 80/40 degree | renewable heat | geothermal | medium | Energy/technical data | Space requirement [1000 m2/MW_h] | Space requirement |  | 1000 m2/MW_h |  | D | 5 | ctrl | 2025 | 5
45.2.b Geothermal DH, 2000m, A | Geothermal plant, absorption heat pump, 2000 m, dh temp 80/40 degree - renewable heat - geothermal - medium | Geothermal plant, absorption heat pump, 2000 m, dh temp 80/40 degree | renewable heat | geothermal | medium | Energy/technical data | Space requirement [1000 m2/MW_h] | Space requirement |  | 1000 m2/MW_h |  | D | 5 | lower | 2025 | 3
45.2.b Geothermal DH, 2000m, A | Geothermal plant, absorption heat pump, 2000 m, dh temp 80/40 degree - renewable heat - geothermal - medium | Geothermal plant, absorption heat pump, 2000 m, dh temp 80/40 degree | renewable heat | geothermal | medium | Energy/technical data | Space requirement [1000 m2/MW_h] | Space requirement |  | 1000 m2/MW_h |  | D | 5 | upper | 2025 | 7
45.2.b Geothermal DH, 2000m, A | Geothermal plant, absorption heat pump, 2000 m, dh temp 80/40 degree - renewable heat - geothermal - medium | Geothermal plant, absorption heat pump, 2000 m, dh temp 80/40 degree | renewable heat | geothermal | medium | Energy/technical data | Space requirement [1000 m2/MW_h] | Space requirement |  | 1000 m2/MW_h |  | D | 5 | ctrl | 2030 | 5
45.2.b Geothermal DH, 2000m, A | Geothermal plant, absorption heat pump, 2000 m, dh temp 80/40 degree - renewable heat - geothermal - medium | Geothermal plant, absorption heat pump, 2000 m, dh temp 80/40 degree | renewable heat | geothermal | medium | Energy/technical data | Space requirement [1000 m2/MW_h] | Space requirement |  | 1000 m2/MW_h |  | D | 5 | ctrl | 2040 | 5
45.2.b Geothermal DH, 2000m, A | Geothermal plant, absorption heat pump, 2000 m, dh temp 80/40 degree - renewable heat - geothermal - medium | Geothermal plant, absorption heat pump, 2000 m, dh temp 80/40 degree | renewable heat | geothermal | medium | Energy/technical data | Space requirement [1000 m2/MW_h] | Space requirement |  | 1000 m2/MW_h |  | D | 5 | ctrl | 2050 | 5
45.2.b Geothermal DH, 2000m, A | Geothermal plant, absorption heat pump, 2000 m, dh temp 80/40 degree - renewable heat - geothermal - medium | Geothermal plant, absorption heat pump, 2000 m, dh temp 80/40 degree | renewable heat | geothermal | medium | Energy/technical data | Space requirement [1000 m2/MW_h] | Space requirement |  | 1000 m2/MW_h |  | D | 5 | lower | 2050 | 3
45.2.b Geothermal DH, 2000m, A | Geothermal plant, absorption heat pump, 2000 m, dh temp 80/40 degree - renewable heat - geothermal - medium | Geothermal plant, absorption heat pump, 2000 m, dh temp 80/40 degree | renewable heat | geothermal | medium | Energy/technical data | Space requirement [1000 m2/MW_h] | Space requirement |  | 1000 m2/MW_h |  | D | 5 | upper | 2050 | 7
45.2.b Geothermal DH, 2000m, A | Geothermal plant, absorption heat pump, 2000 m, dh temp 80/40 degree - renewable heat - geothermal - medium | Geothermal plant, absorption heat pump, 2000 m, dh temp 80/40 degree | renewable heat | geothermal | medium | Energy/technical data | Technical lifetime [years] | Technical lifetime |  | years |  |  | 5 | ctrl | 2020 | 25
45.2.b Geothermal DH, 2000m, A | Geothermal plant, absorption heat pump, 2000 m, dh temp 80/40 degree - renewable heat - geothermal - medium | Geothermal plant, absorption heat pump, 2000 m, dh temp 80/40 degree | renewable heat | geothermal | medium | Energy/technical data | Technical lifetime [years] | Technical lifetime |  | years |  |  | 5 | ctrl | 2025 | 25
45.2.b Geothermal DH, 2000m, A | Geothermal plant, absorption heat pump, 2000 m, dh temp 80/40 degree - renewable heat - geothermal - medium | Geothermal plant, absorption heat pump, 2000 m, dh temp 80/40 degree | renewable heat | geothermal | medium | Energy/technical data | Technical lifetime [years] | Technical lifetime |  | years |  |  | 5 | lower | 2025 | 25
45.2.b Geothermal DH, 2000m, A | Geothermal plant, absorption heat pump, 2000 m, dh temp 80/40 degree - renewable heat - geothermal - medium | Geothermal plant, absorption heat pump, 2000 m, dh temp 80/40 degree | renewable heat | geothermal | medium | Energy/technical data | Technical lifetime [years] | Technical lifetime |  | years |  |  | 5 | upper | 2025 | 30
45.2.b Geothermal DH, 2000m, A | Geothermal plant, absorption heat pump, 2000 m, dh temp 80/40 degree - renewable heat - geothermal - medium | Geothermal plant, absorption heat pump, 2000 m, dh temp 80/40 degree | renewable heat | geothermal | medium | Energy/technical data | Technical lifetime [years] | Technical lifetime |  | years |  |  | 5 | ctrl | 2030 | 30
45.2.b Geothermal DH, 2000m, A | Geothermal plant, absorption heat pump, 2000 m, dh temp 80/40 degree - renewable heat - geothermal - medium | Geothermal plant, absorption heat pump, 2000 m, dh temp 80/40 degree | renewable heat | geothermal | medium | Energy/technical data | Technical lifetime [years] | Technical lifetime |  | years |  |  | 5 | ctrl | 2040 | 30
45.2.b Geothermal DH, 2000m, A | Geothermal plant, absorption heat pump, 2000 m, dh temp 80/40 degree - renewable heat - geothermal - medium | Geothermal plant, absorption heat pump, 2000 m, dh temp 80/40 degree | renewable heat | geothermal | medium | Energy/technical data | Technical lifetime [years] | Technical lifetime |  | years |  |  | 5 | ctrl | 2050 | 30
45.2.b Geothermal DH, 2000m, A | Geothermal plant, absorption heat pump, 2000 m, dh temp 80/40 degree - renewable heat - geothermal - medium | Geothermal plant, absorption heat pump, 2000 m, dh temp 80/40 degree | renewable heat | geothermal | medium | Energy/technical data | Technical lifetime [years] | Technical lifetime |  | years |  |  | 5 | lower | 2050 | 25
45.2.b Geothermal DH, 2000m, A | Geothermal plant, absorption heat pump, 2000 m, dh temp 80/40 degree - renewable heat - geothermal - medium | Geothermal plant, absorption heat pump, 2000 m, dh temp 80/40 degree | renewable heat | geothermal | medium | Energy/technical data | Technical lifetime [years] | Technical lifetime |  | years |  |  | 5 | upper | 2050 | 35
45.2.b Geothermal DH, 2000m, A | Geothermal plant, absorption heat pump, 2000 m, dh temp 80/40 degree - renewable heat - geothermal - medium | Geothermal plant, absorption heat pump, 2000 m, dh temp 80/40 degree | renewable heat | geothermal | medium | Energy/technical data | Heat efficiency (net, annual average) [] | Heat efficiency | net, annual average | [] |  | AG |  | ctrl | 2020 | 2.9286
45.2.b Geothermal DH, 2000m, A | Geothermal plant, absorption heat pump, 2000 m, dh temp 80/40 degree - renewable heat - geothermal - medium | Geothermal plant, absorption heat pump, 2000 m, dh temp 80/40 degree | renewable heat | geothermal | medium | Energy/technical data | Heat efficiency (net, annual average) [] | Heat efficiency | net, annual average | [] |  | AG |  | ctrl | 2025 | 2.953
45.2.b Geothermal DH, 2000m, A | Geothermal plant, absorption heat pump, 2000 m, dh temp 80/40 degree - renewable heat - geothermal - medium | Geothermal plant, absorption heat pump, 2000 m, dh temp 80/40 degree | renewable heat | geothermal | medium | Energy/technical data | Heat efficiency (net, annual average) [] | Heat efficiency | net, annual average | [] |  | AG |  | lower | 2025 | 3.1686
45.2.b Geothermal DH, 2000m, A | Geothermal plant, absorption heat pump, 2000 m, dh temp 80/40 degree - renewable heat - geothermal - medium | Geothermal plant, absorption heat pump, 2000 m, dh temp 80/40 degree | renewable heat | geothermal | medium | Energy/technical data | Heat efficiency (net, annual average) [] | Heat efficiency | net, annual average | [] |  | AG |  | upper | 2025 | 2.7479
45.2.b Geothermal DH, 2000m, A | Geothermal plant, absorption heat pump, 2000 m, dh temp 80/40 degree - renewable heat - geothermal - medium | Geothermal plant, absorption heat pump, 2000 m, dh temp 80/40 degree | renewable heat | geothermal | medium | Energy/technical data | Heat efficiency (net, annual average) [] | Heat efficiency | net, annual average | [] |  | AG |  | ctrl | 2030 | 2.9773
45.2.b Geothermal DH, 2000m, A | Geothermal plant, absorption heat pump, 2000 m, dh temp 80/40 degree - renewable heat - geothermal - medium | Geothermal plant, absorption heat pump, 2000 m, dh temp 80/40 degree | renewable heat | geothermal | medium | Energy/technical data | Heat efficiency (net, annual average) [] | Heat efficiency | net, annual average | [] |  | AG |  | ctrl | 2040 | 3.0015
45.2.b Geothermal DH, 2000m, A | Geothermal plant, absorption heat pump, 2000 m, dh temp 80/40 degree - renewable heat - geothermal - medium | Geothermal plant, absorption heat pump, 2000 m, dh temp 80/40 degree | renewable heat | geothermal | medium | Energy/technical data | Heat efficiency (net, annual average) [] | Heat efficiency | net, annual average | [] |  | AG |  | ctrl | 2050 | 3.0257
45.2.b Geothermal DH, 2000m, A | Geothermal plant, absorption heat pump, 2000 m, dh temp 80/40 degree - renewable heat - geothermal - medium | Geothermal plant, absorption heat pump, 2000 m, dh temp 80/40 degree | renewable heat | geothermal | medium | Energy/technical data | Heat efficiency (net, annual average) [] | Heat efficiency | net, annual average | [] |  | AG |  | lower | 2050 | 3.2946
45.2.b Geothermal DH, 2000m, A | Geothermal plant, absorption heat pump, 2000 m, dh temp 80/40 degree - renewable heat - geothermal - medium | Geothermal plant, absorption heat pump, 2000 m, dh temp 80/40 degree | renewable heat | geothermal | medium | Energy/technical data | Heat efficiency (net, annual average) [] | Heat efficiency | net, annual average | [] |  | AG |  | upper | 2050 | 2.8422
45.2.b Geothermal DH, 2000m, A | Geothermal plant, absorption heat pump, 2000 m, dh temp 80/40 degree - renewable heat - geothermal - medium | Geothermal plant, absorption heat pump, 2000 m, dh temp 80/40 degree | renewable heat | geothermal | medium | Environment | CH4 [g/GJ_i] | CH4 |  | g/GJ_i |  |  |  | ctrl | 2020
45.2.b Geothermal DH, 2000m, A | Geothermal plant, absorption heat pump, 2000 m, dh temp 80/40 degree - renewable heat - geothermal - medium | Geothermal plant, absorption heat pump, 2000 m, dh temp 80/40 degree | renewable heat | geothermal | medium | Environment | CH4 [g/GJ_i] | CH4 |  | g/GJ_i |  |  |  | ctrl | 2025
45.2.b Geothermal DH, 2000m, A | Geothermal plant, absorption heat pump, 2000 m, dh temp 80/40 degree - renewable heat - geothermal - medium | Geothermal plant, absorption heat pump, 2000 m, dh temp 80/40 degree | renewable heat | geothermal | medium | Environment | CH4 [g/GJ_i] | CH4 |  | g/GJ_i |  |  |  | lower | 2025
45.2.b Geothermal DH, 2000m, A | Geothermal plant, absorption heat pump, 2000 m, dh temp 80/40 degree - renewable heat - geothermal - medium | Geothermal plant, absorption heat pump, 2000 m, dh temp 80/40 degree | renewable heat | geothermal | medium | Environment | CH4 [g/GJ_i] | CH4 |  | g/GJ_i |  |  |  | upper | 2025
45.2.b Geothermal DH, 2000m, A | Geothermal plant, absorption heat pump, 2000 m, dh temp 80/40 degree - renewable heat - geothermal - medium | Geothermal plant, absorption heat pump, 2000 m, dh temp 80/40 degree | renewable heat | geothermal | medium | Environment | CH4 [g/GJ_i] | CH4 |  | g/GJ_i |  |  |  | ctrl | 2030
45.2.b Geothermal DH, 2000m, A | Geothermal plant, absorption heat pump, 2000 m, dh temp 80/40 degree - renewable heat - geothermal - medium | Geothermal plant, absorption heat pump, 2000 m, dh temp 80/40 degree | renewable heat | geothermal | medium | Environment | CH4 [g/GJ_i] | CH4 |  | g/GJ_i |  |  |  | ctrl | 2040
45.2.b Geothermal DH, 2000m, A | Geothermal plant, absorption heat pump, 2000 m, dh temp 80/40 degree - renewable heat - geothermal - medium | Geothermal plant, absorption heat pump, 2000 m, dh temp 80/40 degree | renewable heat | geothermal | medium | Environment | CH4 [g/GJ_i] | CH4 |  | g/GJ_i |  |  |  | ctrl | 2050
45.2.b Geothermal DH, 2000m, A | Geothermal plant, absorption heat pump, 2000 m, dh temp 80/40 degree - renewable heat - geothermal - medium | Geothermal plant, absorption heat pump, 2000 m, dh temp 80/40 degree | renewable heat | geothermal | medium | Environment | CH4 [g/GJ_i] | CH4 |  | g/GJ_i |  |  |  | lower | 2050
45.2.b Geothermal DH, 2000m, A | Geothermal plant, absorption heat pump, 2000 m, dh temp 80/40 degree - renewable heat - geothermal - medium | Geothermal plant, absorption heat pump, 2000 m, dh temp 80/40 degree | renewable heat | geothermal | medium | Environment | CH4 [g/GJ_i] | CH4 |  | g/GJ_i |  |  |  | upper | 2050
45.2.b Geothermal DH, 2000m, A | Geothermal plant, absorption heat pump, 2000 m, dh temp 80/40 degree - renewable heat - geothermal - medium | Geothermal plant, absorption heat pump, 2000 m, dh temp 80/40 degree | renewable heat | geothermal | medium | Environment | N2O [g/GJ_i] | N2O |  | g/GJ_i |  |  |  | ctrl | 2020
45.2.b Geothermal DH, 2000m, A | Geothermal plant, absorption heat pump, 2000 m, dh temp 80/40 degree - renewable heat - geothermal - medium | Geothermal plant, absorption heat pump, 2000 m, dh temp 80/40 degree | renewable heat | geothermal | medium | Environment | N2O [g/GJ_i] | N2O |  | g/GJ_i |  |  |  | ctrl | 2025
45.2.b Geothermal DH, 2000m, A | Geothermal plant, absorption heat pump, 2000 m, dh temp 80/40 degree - renewable heat - geothermal - medium | Geothermal plant, absorption heat pump, 2000 m, dh temp 80/40 degree | renewable heat | geothermal | medium | Environment | N2O [g/GJ_i] | N2O |  | g/GJ_i |  |  |  | lower | 2025
45.2.b Geothermal DH, 2000m, A | Geothermal plant, absorption heat pump, 2000 m, dh temp 80/40 degree - renewable heat - geothermal - medium | Geothermal plant, absorption heat pump, 2000 m, dh temp 80/40 degree | renewable heat | geothermal | medium | Environment | N2O [g/GJ_i] | N2O |  | g/GJ_i |  |  |  | upper | 2025
45.2.b Geothermal DH, 2000m, A | Geothermal plant, absorption heat pump, 2000 m, dh temp 80/40 degree - renewable heat - geothermal - medium | Geothermal plant, absorption heat pump, 2000 m, dh temp 80/40 degree | renewable heat | geothermal | medium | Environment | N2O [g/GJ_i] | N2O |  | g/GJ_i |  |  |  | ctrl | 2030
45.2.b Geothermal DH, 2000m, A | Geothermal plant, absorption heat pump, 2000 m, dh temp 80/40 degree - renewable heat - geothermal - medium | Geothermal plant, absorption heat pump, 2000 m, dh temp 80/40 degree | renewable heat | geothermal | medium | Environment | N2O [g/GJ_i] | N2O |  | g/GJ_i |  |  |  | ctrl | 2040
45.2.b Geothermal DH, 2000m, A | Geothermal plant, absorption heat pump, 2000 m, dh temp 80/40 degree - renewable heat - geothermal - medium | Geothermal plant, absorption heat pump, 2000 m, dh temp 80/40 degree | renewable heat | geothermal | medium | Environment | N2O [g/GJ_i] | N2O |  | g/GJ_i |  |  |  | ctrl | 2050
45.2.b Geothermal DH, 2000m, A | Geothermal plant, absorption heat pump, 2000 m, dh temp 80/40 degree - renewable heat - geothermal - medium | Geothermal plant, absorption heat pump, 2000 m, dh temp 80/40 degree | renewable heat | geothermal | medium | Environment | N2O [g/GJ_i] | N2O |  | g/GJ_i |  |  |  | lower | 2050
45.2.b Geothermal DH, 2000m, A | Geothermal plant, absorption heat pump, 2000 m, dh temp 80/40 degree - renewable heat - geothermal - medium | Geothermal plant, absorption heat pump, 2000 m, dh temp 80/40 degree | renewable heat | geothermal | medium | Environment | N2O [g/GJ_i] | N2O |  | g/GJ_i |  |  |  | upper | 2050
45.2.b Geothermal DH, 2000m, A | Geothermal plant, absorption heat pump, 2000 m, dh temp 80/40 degree - renewable heat - geothermal - medium | Geothermal plant, absorption heat pump, 2000 m, dh temp 80/40 degree | renewable heat | geothermal | medium | Environment | NOX [g/GJ_i] | NOX |  | g/GJ_i |  |  |  | ctrl | 2020
45.2.b Geothermal DH, 2000m, A | Geothermal plant, absorption heat pump, 2000 m, dh temp 80/40 degree - renewable heat - geothermal - medium | Geothermal plant, absorption heat pump, 2000 m, dh temp 80/40 degree | renewable heat | geothermal | medium | Environment | NOX [g/GJ_i] | NOX |  | g/GJ_i |  |  |  | ctrl | 2025
45.2.b Geothermal DH, 2000m, A | Geothermal plant, absorption heat pump, 2000 m, dh temp 80/40 degree - renewable heat - geothermal - medium | Geothermal plant, absorption heat pump, 2000 m, dh temp 80/40 degree | renewable heat | geothermal | medium | Environment | NOX [g/GJ_i] | NOX |  | g/GJ_i |  |  |  | lower | 2025
45.2.b Geothermal DH, 2000m, A | Geothermal plant, absorption heat pump, 2000 m, dh temp 80/40 degree - renewable heat - geothermal - medium | Geothermal plant, absorption heat pump, 2000 m, dh temp 80/40 degree | renewable heat | geothermal | medium | Environment | NOX [g/GJ_i] | NOX |  | g/GJ_i |  |  |  | upper | 2025
45.2.b Geothermal DH, 2000m, A | Geothermal plant, absorption heat pump, 2000 m, dh temp 80/40 degree - renewable heat - geothermal - medium | Geothermal plant, absorption heat pump, 2000 m, dh temp 80/40 degree | renewable heat | geothermal | medium | Environment | NOX [g/GJ_i] | NOX |  | g/GJ_i |  |  |  | ctrl | 2030
45.2.b Geothermal DH, 2000m, A | Geothermal plant, absorption heat pump, 2000 m, dh temp 80/40 degree - renewable heat - geothermal - medium | Geothermal plant, absorption heat pump, 2000 m, dh temp 80/40 degree | renewable heat | geothermal | medium | Environment | NOX [g/GJ_i] | NOX |  | g/GJ_i |  |  |  | ctrl | 2040
45.2.b Geothermal DH, 2000m, A | Geothermal plant, absorption heat pump, 2000 m, dh temp 80/40 degree - renewable heat - geothermal - medium | Geothermal plant, absorption heat pump, 2000 m, dh temp 80/40 degree | renewable heat | geothermal | medium | Environment | NOX [g/GJ_i] | NOX |  | g/GJ_i |  |  |  | ctrl | 2050
45.2.b Geothermal DH, 2000m, A | Geothermal plant, absorption heat pump, 2000 m, dh temp 80/40 degree - renewable heat - geothermal - medium | Geothermal plant, absorption heat pump, 2000 m, dh temp 80/40 degree | renewable heat | geothermal | medium | Environment | NOX [g/GJ_i] | NOX |  | g/GJ_i |  |  |  | lower | 2050
45.2.b Geothermal DH, 2000m, A | Geothermal plant, absorption heat pump, 2000 m, dh temp 80/40 degree - renewable heat - geothermal - medium | Geothermal plant, absorption heat pump, 2000 m, dh temp 80/40 degree | renewable heat | geothermal | medium | Environment | NOX [g/GJ_i] | NOX |  | g/GJ_i |  |  |  | upper | 2050
45.2.b Geothermal DH, 2000m, A | Geothermal plant, absorption heat pump, 2000 m, dh temp 80/40 degree - renewable heat - geothermal - medium | Geothermal plant, absorption heat pump, 2000 m, dh temp 80/40 degree | renewable heat | geothermal | medium | Environment | Particles [g/GJ_i] | Particles |  | g/GJ_i |  |  |  | ctrl | 2020
45.2.b Geothermal DH, 2000m, A | Geothermal plant, absorption heat pump, 2000 m, dh temp 80/40 degree - renewable heat - geothermal - medium | Geothermal plant, absorption heat pump, 2000 m, dh temp 80/40 degree | renewable heat | geothermal | medium | Environment | Particles [g/GJ_i] | Particles |  | g/GJ_i |  |  |  | ctrl | 2025
45.2.b Geothermal DH, 2000m, A | Geothermal plant, absorption heat pump, 2000 m, dh temp 80/40 degree - renewable heat - geothermal - medium | Geothermal plant, absorption heat pump, 2000 m, dh temp 80/40 degree | renewable heat | geothermal | medium | Environment | Particles [g/GJ_i] | Particles |  | g/GJ_i |  |  |  | lower | 2025
45.2.b Geothermal DH, 2000m, A | Geothermal plant, absorption heat pump, 2000 m, dh temp 80/40 degree - renewable heat - geothermal - medium | Geothermal plant, absorption heat pump, 2000 m, dh temp 80/40 degree | renewable heat | geothermal | medium | Environment | Particles [g/GJ_i] | Particles |  | g/GJ_i |  |  |  | upper | 2025
45.2.b Geothermal DH, 2000m, A | Geothermal plant, absorption heat pump, 2000 m, dh temp 80/40 degree - renewable heat - geothermal - medium | Geothermal plant, absorption heat pump, 2000 m, dh temp 80/40 degree | renewable heat | geothermal | medium | Environment | Particles [g/GJ_i] | Particles |  | g/GJ_i |  |  |  | ctrl | 2030
45.2.b Geothermal DH, 2000m, A | Geothermal plant, absorption heat pump, 2000 m, dh temp 80/40 degree - renewable heat - geothermal - medium | Geothermal plant, absorption heat pump, 2000 m, dh temp 80/40 degree | renewable heat | geothermal | medium | Environment | Particles [g/GJ_i] | Particles |  | g/GJ_i |  |  |  | ctrl | 2040
45.2.b Geothermal DH, 2000m, A | Geothermal plant, absorption heat pump, 2000 m, dh temp 80/40 degree - renewable heat - geothermal - medium | Geothermal plant, absorption heat pump, 2000 m, dh temp 80/40 degree | renewable heat | geothermal | medium | Environment | Particles [g/GJ_i] | Particles |  | g/GJ_i |  |  |  | ctrl | 2050
45.2.b Geothermal DH, 2000m, A | Geothermal plant, absorption heat pump, 2000 m, dh temp 80/40 degree - renewable heat - geothermal - medium | Geothermal plant, absorption heat pump, 2000 m, dh temp 80/40 degree | renewable heat | geothermal | medium | Environment | Particles [g/GJ_i] | Particles |  | g/GJ_i |  |  |  | lower | 2050
45.2.b Geothermal DH, 2000m, A | Geothermal plant, absorption heat pump, 2000 m, dh temp 80/40 degree - renewable heat - geothermal - medium | Geothermal plant, absorption heat pump, 2000 m, dh temp 80/40 degree | renewable heat | geothermal | medium | Environment | Particles [g/GJ_i] | Particles |  | g/GJ_i |  |  |  | upper | 2050
45.2.b Geothermal DH, 2000m, A | Geothermal plant, absorption heat pump, 2000 m, dh temp 80/40 degree - renewable heat - geothermal - medium | Geothermal plant, absorption heat pump, 2000 m, dh temp 80/40 degree | renewable heat | geothermal | medium | Environment | SO2 (degree of desulphuring) [] | SO2 | degree of desulphuring | [] |  |  |  | ctrl | 2020
45.2.b Geothermal DH, 2000m, A | Geothermal plant, absorption heat pump, 2000 m, dh temp 80/40 degree - renewable heat - geothermal - medium | Geothermal plant, absorption heat pump, 2000 m, dh temp 80/40 degree | renewable heat | geothermal | medium | Environment | SO2 (degree of desulphuring) [] | SO2 | degree of desulphuring | [] |  |  |  | ctrl | 2025
45.2.b Geothermal DH, 2000m, A | Geothermal plant, absorption heat pump, 2000 m, dh temp 80/40 degree - renewable heat - geothermal - medium | Geothermal plant, absorption heat pump, 2000 m, dh temp 80/40 degree | renewable heat | geothermal | medium | Environment | SO2 (degree of desulphuring) [] | SO2 | degree of desulphuring | [] |  |  |  | lower | 2025
45.2.b Geothermal DH, 2000m, A | Geothermal plant, absorption heat pump, 2000 m, dh temp 80/40 degree - renewable heat - geothermal - medium | Geothermal plant, absorption heat pump, 2000 m, dh temp 80/40 degree | renewable heat | geothermal | medium | Environment | SO2 (degree of desulphuring) [] | SO2 | degree of desulphuring | [] |  |  |  | upper | 2025
45.2.b Geothermal DH, 2000m, A | Geothermal plant, absorption heat pump, 2000 m, dh temp 80/40 degree - renewable heat - geothermal - medium | Geothermal plant, absorption heat pump, 2000 m, dh temp 80/40 degree | renewable heat | geothermal | medium | Environment | SO2 (degree of desulphuring) [] | SO2 | degree of desulphuring | [] |  |  |  | ctrl | 2030
45.2.b Geothermal DH, 2000m, A | Geothermal plant, absorption heat pump, 2000 m, dh temp 80/40 degree - renewable heat - geothermal - medium | Geothermal plant, absorption heat pump, 2000 m, dh temp 80/40 degree | renewable heat | geothermal | medium | Environment | SO2 (degree of desulphuring) [] | SO2 | degree of desulphuring | [] |  |  |  | ctrl | 2040
45.2.b Geothermal DH, 2000m, A | Geothermal plant, absorption heat pump, 2000 m, dh temp 80/40 degree - renewable heat - geothermal - medium | Geothermal plant, absorption heat pump, 2000 m, dh temp 80/40 degree | renewable heat | geothermal | medium | Environment | SO2 (degree of desulphuring) [] | SO2 | degree of desulphuring | [] |  |  |  | ctrl | 2050
45.2.b Geothermal DH, 2000m, A | Geothermal plant, absorption heat pump, 2000 m, dh temp 80/40 degree - renewable heat - geothermal - medium | Geothermal plant, absorption heat pump, 2000 m, dh temp 80/40 degree | renewable heat | geothermal | medium | Environment | SO2 (degree of desulphuring) [] | SO2 | degree of desulphuring | [] |  |  |  | lower | 2050
45.2.b Geothermal DH, 2000m, A | Geothermal plant, absorption heat pump, 2000 m, dh temp 80/40 degree - renewable heat - geothermal - medium | Geothermal plant, absorption heat pump, 2000 m, dh temp 80/40 degree | renewable heat | geothermal | medium | Environment | SO2 (degree of desulphuring) [] | SO2 | degree of desulphuring | [] |  |  |  | upper | 2050
45.2.b Geothermal DH, 2000m, A | Geothermal plant, absorption heat pump, 2000 m, dh temp 80/40 degree - renewable heat - geothermal - medium | Geothermal plant, absorption heat pump, 2000 m, dh temp 80/40 degree | renewable heat | geothermal | medium | Financial data | Nominal investment (equipment) [2015-MEUR/MW_h] | Nominal investment | equipment | MEUR/MW_h | 2015 |  | [2, 4] | ctrl | 2020 | 1.4795
45.2.b Geothermal DH, 2000m, A | Geothermal plant, absorption heat pump, 2000 m, dh temp 80/40 degree - renewable heat - geothermal - medium | Geothermal plant, absorption heat pump, 2000 m, dh temp 80/40 degree | renewable heat | geothermal | medium | Financial data | Nominal investment (equipment) [2015-MEUR/MW_h] | Nominal investment | equipment | MEUR/MW_h | 2015 |  | [2, 4] | ctrl | 2025 | 1.4359
45.2.b Geothermal DH, 2000m, A | Geothermal plant, absorption heat pump, 2000 m, dh temp 80/40 degree - renewable heat - geothermal - medium | Geothermal plant, absorption heat pump, 2000 m, dh temp 80/40 degree | renewable heat | geothermal | medium | Financial data | Nominal investment (equipment) [2015-MEUR/MW_h] | Nominal investment | equipment | MEUR/MW_h | 2015 |  | [2, 4] | lower | 2025 | 0.81838
45.2.b Geothermal DH, 2000m, A | Geothermal plant, absorption heat pump, 2000 m, dh temp 80/40 degree - renewable heat - geothermal - medium | Geothermal plant, absorption heat pump, 2000 m, dh temp 80/40 degree | renewable heat | geothermal | medium | Financial data | Nominal investment (equipment) [2015-MEUR/MW_h] | Nominal investment | equipment | MEUR/MW_h | 2015 |  | [2, 4] | upper | 2025 | 2.1064
45.2.b Geothermal DH, 2000m, A | Geothermal plant, absorption heat pump, 2000 m, dh temp 80/40 degree - renewable heat - geothermal - medium | Geothermal plant, absorption heat pump, 2000 m, dh temp 80/40 degree | renewable heat | geothermal | medium | Financial data | Nominal investment (equipment) [2015-MEUR/MW_h] | Nominal investment | equipment | MEUR/MW_h | 2015 |  | [2, 4] | ctrl | 2030 | 1.3924
45.2.b Geothermal DH, 2000m, A | Geothermal plant, absorption heat pump, 2000 m, dh temp 80/40 degree - renewable heat - geothermal - medium | Geothermal plant, absorption heat pump, 2000 m, dh temp 80/40 degree | renewable heat | geothermal | medium | Financial data | Nominal investment (equipment) [2015-MEUR/MW_h] | Nominal investment | equipment | MEUR/MW_h | 2015 |  | [2, 4] | ctrl | 2040 | 1.3489
45.2.b Geothermal DH, 2000m, A | Geothermal plant, absorption heat pump, 2000 m, dh temp 80/40 degree - renewable heat - geothermal - medium | Geothermal plant, absorption heat pump, 2000 m, dh temp 80/40 degree | renewable heat | geothermal | medium | Financial data | Nominal investment (equipment) [2015-MEUR/MW_h] | Nominal investment | equipment | MEUR/MW_h | 2015 |  | [2, 4] | ctrl | 2050 | 1.3054
45.2.b Geothermal DH, 2000m, A | Geothermal plant, absorption heat pump, 2000 m, dh temp 80/40 degree - renewable heat - geothermal - medium | Geothermal plant, absorption heat pump, 2000 m, dh temp 80/40 degree | renewable heat | geothermal | medium | Financial data | Nominal investment (equipment) [2015-MEUR/MW_h] | Nominal investment | equipment | MEUR/MW_h | 2015 |  | [2, 4] | lower | 2050 | 0.74398
45.2.b Geothermal DH, 2000m, A | Geothermal plant, absorption heat pump, 2000 m, dh temp 80/40 degree - renewable heat - geothermal - medium | Geothermal plant, absorption heat pump, 2000 m, dh temp 80/40 degree | renewable heat | geothermal | medium | Financial data | Nominal investment (equipment) [2015-MEUR/MW_h] | Nominal investment | equipment | MEUR/MW_h | 2015 |  | [2, 4] | upper | 2050 | 1.9149
45.2.b Geothermal DH, 2000m, A | Geothermal plant, absorption heat pump, 2000 m, dh temp 80/40 degree - renewable heat - geothermal - medium | Geothermal plant, absorption heat pump, 2000 m, dh temp 80/40 degree | renewable heat | geothermal | medium | Financial data | Nominal investment (heatpump, installation incl) [2015-MEUR/MW_h] | Nominal investment | heatpump, installation incl | MEUR/MW_h | 2015 | [J, K] |  | ctrl | 2020 | 0.12197
45.2.b Geothermal DH, 2000m, A | Geothermal plant, absorption heat pump, 2000 m, dh temp 80/40 degree - renewable heat - geothermal - medium | Geothermal plant, absorption heat pump, 2000 m, dh temp 80/40 degree | renewable heat | geothermal | medium | Financial data | Nominal investment (heatpump, installation incl) [2015-MEUR/MW_h] | Nominal investment | heatpump, installation incl | MEUR/MW_h | 2015 | [J, K] |  | ctrl | 2025 | 0.11838
45.2.b Geothermal DH, 2000m, A | Geothermal plant, absorption heat pump, 2000 m, dh temp 80/40 degree - renewable heat - geothermal - medium | Geothermal plant, absorption heat pump, 2000 m, dh temp 80/40 degree | renewable heat | geothermal | medium | Financial data | Nominal investment (heatpump, installation incl) [2015-MEUR/MW_h] | Nominal investment | heatpump, installation incl | MEUR/MW_h | 2015 | [J, K] |  | lower | 2025 | 0.15855
45.2.b Geothermal DH, 2000m, A | Geothermal plant, absorption heat pump, 2000 m, dh temp 80/40 degree - renewable heat - geothermal - medium | Geothermal plant, absorption heat pump, 2000 m, dh temp 80/40 degree | renewable heat | geothermal | medium | Financial data | Nominal investment (heatpump, installation incl) [2015-MEUR/MW_h] | Nominal investment | heatpump, installation incl | MEUR/MW_h | 2015 | [J, K] |  | upper | 2025 | 0.035733
45.2.b Geothermal DH, 2000m, A | Geothermal plant, absorption heat pump, 2000 m, dh temp 80/40 degree - renewable heat - geothermal - medium | Geothermal plant, absorption heat pump, 2000 m, dh temp 80/40 degree | renewable heat | geothermal | medium | Financial data | Nominal investment (heatpump, installation incl) [2015-MEUR/MW_h] | Nominal investment | heatpump, installation incl | MEUR/MW_h | 2015 | [J, K] |  | ctrl | 2030 | 0.1148
45.2.b Geothermal DH, 2000m, A | Geothermal plant, absorption heat pump, 2000 m, dh temp 80/40 degree - renewable heat - geothermal - medium | Geothermal plant, absorption heat pump, 2000 m, dh temp 80/40 degree | renewable heat | geothermal | medium | Financial data | Nominal investment (heatpump, installation incl) [2015-MEUR/MW_h] | Nominal investment | heatpump, installation incl | MEUR/MW_h | 2015 | [J, K] |  | ctrl | 2040 | 0.11121
45.2.b Geothermal DH, 2000m, A | Geothermal plant, absorption heat pump, 2000 m, dh temp 80/40 degree - renewable heat - geothermal - medium | Geothermal plant, absorption heat pump, 2000 m, dh temp 80/40 degree | renewable heat | geothermal | medium | Financial data | Nominal investment (heatpump, installation incl) [2015-MEUR/MW_h] | Nominal investment | heatpump, installation incl | MEUR/MW_h | 2015 | [J, K] |  | ctrl | 2050 | 0.10762
45.2.b Geothermal DH, 2000m, A | Geothermal plant, absorption heat pump, 2000 m, dh temp 80/40 degree - renewable heat - geothermal - medium | Geothermal plant, absorption heat pump, 2000 m, dh temp 80/40 degree | renewable heat | geothermal | medium | Financial data | Nominal investment (heatpump, installation incl) [2015-MEUR/MW_h] | Nominal investment | heatpump, installation incl | MEUR/MW_h | 2015 | [J, K] |  | lower | 2050 | 0.14413
45.2.b Geothermal DH, 2000m, A | Geothermal plant, absorption heat pump, 2000 m, dh temp 80/40 degree - renewable heat - geothermal - medium | Geothermal plant, absorption heat pump, 2000 m, dh temp 80/40 degree | renewable heat | geothermal | medium | Financial data | Nominal investment (heatpump, installation incl) [2015-MEUR/MW_h] | Nominal investment | heatpump, installation incl | MEUR/MW_h | 2015 | [J, K] |  | upper | 2050 | 0.032485
45.2.b Geothermal DH, 2000m, A | Geothermal plant, absorption heat pump, 2000 m, dh temp 80/40 degree - renewable heat - geothermal - medium | Geothermal plant, absorption heat pump, 2000 m, dh temp 80/40 degree | renewable heat | geothermal | medium | Financial data | Nominal investment (installation) [2015-MEUR/MW_h] | Nominal investment | installation | MEUR/MW_h | 2015 |  | [2, 4] | ctrl | 2020 | 0.49315
45.2.b Geothermal DH, 2000m, A | Geothermal plant, absorption heat pump, 2000 m, dh temp 80/40 degree - renewable heat - geothermal - medium | Geothermal plant, absorption heat pump, 2000 m, dh temp 80/40 degree | renewable heat | geothermal | medium | Financial data | Nominal investment (installation) [2015-MEUR/MW_h] | Nominal investment | installation | MEUR/MW_h | 2015 |  | [2, 4] | ctrl | 2025 | 0.47865
45.2.b Geothermal DH, 2000m, A | Geothermal plant, absorption heat pump, 2000 m, dh temp 80/40 degree - renewable heat - geothermal - medium | Geothermal plant, absorption heat pump, 2000 m, dh temp 80/40 degree | renewable heat | geothermal | medium | Financial data | Nominal investment (installation) [2015-MEUR/MW_h] | Nominal investment | installation | MEUR/MW_h | 2015 |  | [2, 4] | lower | 2025 | 0.28106
45.2.b Geothermal DH, 2000m, A | Geothermal plant, absorption heat pump, 2000 m, dh temp 80/40 degree - renewable heat - geothermal - medium | Geothermal plant, absorption heat pump, 2000 m, dh temp 80/40 degree | renewable heat | geothermal | medium | Financial data | Nominal investment (installation) [2015-MEUR/MW_h] | Nominal investment | installation | MEUR/MW_h | 2015 |  | [2, 4] | upper | 2025 | 0.7234
45.2.b Geothermal DH, 2000m, A | Geothermal plant, absorption heat pump, 2000 m, dh temp 80/40 degree - renewable heat - geothermal - medium | Geothermal plant, absorption heat pump, 2000 m, dh temp 80/40 degree | renewable heat | geothermal | medium | Financial data | Nominal investment (installation) [2015-MEUR/MW_h] | Nominal investment | installation | MEUR/MW_h | 2015 |  | [2, 4] | ctrl | 2030 | 0.46414
45.2.b Geothermal DH, 2000m, A | Geothermal plant, absorption heat pump, 2000 m, dh temp 80/40 degree - renewable heat - geothermal - medium | Geothermal plant, absorption heat pump, 2000 m, dh temp 80/40 degree | renewable heat | geothermal | medium | Financial data | Nominal investment (installation) [2015-MEUR/MW_h] | Nominal investment | installation | MEUR/MW_h | 2015 |  | [2, 4] | ctrl | 2040 | 0.44964
45.2.b Geothermal DH, 2000m, A | Geothermal plant, absorption heat pump, 2000 m, dh temp 80/40 degree - renewable heat - geothermal - medium | Geothermal plant, absorption heat pump, 2000 m, dh temp 80/40 degree | renewable heat | geothermal | medium | Financial data | Nominal investment (installation) [2015-MEUR/MW_h] | Nominal investment | installation | MEUR/MW_h | 2015 |  | [2, 4] | ctrl | 2050 | 0.43513
45.2.b Geothermal DH, 2000m, A | Geothermal plant, absorption heat pump, 2000 m, dh temp 80/40 degree - renewable heat - geothermal - medium | Geothermal plant, absorption heat pump, 2000 m, dh temp 80/40 degree | renewable heat | geothermal | medium | Financial data | Nominal investment (installation) [2015-MEUR/MW_h] | Nominal investment | installation | MEUR/MW_h | 2015 |  | [2, 4] | lower | 2050 | 0.25551
45.2.b Geothermal DH, 2000m, A | Geothermal plant, absorption heat pump, 2000 m, dh temp 80/40 degree - renewable heat - geothermal - medium | Geothermal plant, absorption heat pump, 2000 m, dh temp 80/40 degree | renewable heat | geothermal | medium | Financial data | Nominal investment (installation) [2015-MEUR/MW_h] | Nominal investment | installation | MEUR/MW_h | 2015 |  | [2, 4] | upper | 2050 | 0.65763
45.2.b Geothermal DH, 2000m, A | Geothermal plant, absorption heat pump, 2000 m, dh temp 80/40 degree - renewable heat - geothermal - medium | Geothermal plant, absorption heat pump, 2000 m, dh temp 80/40 degree | renewable heat | geothermal | medium | Financial data | Variable O&M (electricity cost) [2015-EUR/MWh_h] | Variable O&M | electricity cost | EUR/MWh_h | 2015 | M |  | ctrl | 2020 | 0
45.2.b Geothermal DH, 2000m, A | Geothermal plant, absorption heat pump, 2000 m, dh temp 80/40 degree - renewable heat - geothermal - medium | Geothermal plant, absorption heat pump, 2000 m, dh temp 80/40 degree | renewable heat | geothermal | medium | Financial data | Variable O&M (electricity cost) [2015-EUR/MWh_h] | Variable O&M | electricity cost | EUR/MWh_h | 2015 | M |  | ctrl | 2025 | 0
45.2.b Geothermal DH, 2000m, A | Geothermal plant, absorption heat pump, 2000 m, dh temp 80/40 degree - renewable heat - geothermal - medium | Geothermal plant, absorption heat pump, 2000 m, dh temp 80/40 degree | renewable heat | geothermal | medium | Financial data | Variable O&M (electricity cost) [2015-EUR/MWh_h] | Variable O&M | electricity cost | EUR/MWh_h | 2015 | M |  | lower | 2025 | 0
45.2.b Geothermal DH, 2000m, A | Geothermal plant, absorption heat pump, 2000 m, dh temp 80/40 degree - renewable heat - geothermal - medium | Geothermal plant, absorption heat pump, 2000 m, dh temp 80/40 degree | renewable heat | geothermal | medium | Financial data | Variable O&M (electricity cost) [2015-EUR/MWh_h] | Variable O&M | electricity cost | EUR/MWh_h | 2015 | M |  | upper | 2025 | 0
45.2.b Geothermal DH, 2000m, A | Geothermal plant, absorption heat pump, 2000 m, dh temp 80/40 degree - renewable heat - geothermal - medium | Geothermal plant, absorption heat pump, 2000 m, dh temp 80/40 degree | renewable heat | geothermal | medium | Financial data | Variable O&M (electricity cost) [2015-EUR/MWh_h] | Variable O&M | electricity cost | EUR/MWh_h | 2015 | M |  | ctrl | 2030 | 0
45.2.b Geothermal DH, 2000m, A | Geothermal plant, absorption heat pump, 2000 m, dh temp 80/40 degree - renewable heat - geothermal - medium | Geothermal plant, absorption heat pump, 2000 m, dh temp 80/40 degree | renewable heat | geothermal | medium | Financial data | Variable O&M (electricity cost) [2015-EUR/MWh_h] | Variable O&M | electricity cost | EUR/MWh_h | 2015 | M |  | ctrl | 2040 | 0
45.2.b Geothermal DH, 2000m, A | Geothermal plant, absorption heat pump, 2000 m, dh temp 80/40 degree - renewable heat - geothermal - medium | Geothermal plant, absorption heat pump, 2000 m, dh temp 80/40 degree | renewable heat | geothermal | medium | Financial data | Variable O&M (electricity cost) [2015-EUR/MWh_h] | Variable O&M | electricity cost | EUR/MWh_h | 2015 | M |  | ctrl | 2050 | 0
45.2.b Geothermal DH, 2000m, A | Geothermal plant, absorption heat pump, 2000 m, dh temp 80/40 degree - renewable heat - geothermal - medium | Geothermal plant, absorption heat pump, 2000 m, dh temp 80/40 degree | renewable heat | geothermal | medium | Financial data | Variable O&M (electricity cost) [2015-EUR/MWh_h] | Variable O&M | electricity cost | EUR/MWh_h | 2015 | M |  | lower | 2050 | 0
45.2.b Geothermal DH, 2000m, A | Geothermal plant, absorption heat pump, 2000 m, dh temp 80/40 degree - renewable heat - geothermal - medium | Geothermal plant, absorption heat pump, 2000 m, dh temp 80/40 degree | renewable heat | geothermal | medium | Financial data | Variable O&M (electricity cost) [2015-EUR/MWh_h] | Variable O&M | electricity cost | EUR/MWh_h | 2015 | M |  | upper | 2050 | 0
45.2.b Geothermal DH, 2000m, A | Geothermal plant, absorption heat pump, 2000 m, dh temp 80/40 degree - renewable heat - geothermal - medium | Geothermal plant, absorption heat pump, 2000 m, dh temp 80/40 degree | renewable heat | geothermal | medium | Financial data | Variable O&M (other O&M) [2015-EUR/MWh_h] | Variable O&M | other O&M | EUR/MWh_h | 2015 | F |  | ctrl | 2020 | 2.993
45.2.b Geothermal DH, 2000m, A | Geothermal plant, absorption heat pump, 2000 m, dh temp 80/40 degree - renewable heat - geothermal - medium | Geothermal plant, absorption heat pump, 2000 m, dh temp 80/40 degree | renewable heat | geothermal | medium | Financial data | Variable O&M (other O&M) [2015-EUR/MWh_h] | Variable O&M | other O&M | EUR/MWh_h | 2015 | F |  | ctrl | 2025 | 2.9566
45.2.b Geothermal DH, 2000m, A | Geothermal plant, absorption heat pump, 2000 m, dh temp 80/40 degree - renewable heat - geothermal - medium | Geothermal plant, absorption heat pump, 2000 m, dh temp 80/40 degree | renewable heat | geothermal | medium | Financial data | Variable O&M (other O&M) [2015-EUR/MWh_h] | Variable O&M | other O&M | EUR/MWh_h | 2015 | F |  | lower | 2025 | 2.9301
45.2.b Geothermal DH, 2000m, A | Geothermal plant, absorption heat pump, 2000 m, dh temp 80/40 degree - renewable heat - geothermal - medium | Geothermal plant, absorption heat pump, 2000 m, dh temp 80/40 degree | renewable heat | geothermal | medium | Financial data | Variable O&M (other O&M) [2015-EUR/MWh_h] | Variable O&M | other O&M | EUR/MWh_h | 2015 | F |  | upper | 2025 | 2.93
45.2.b Geothermal DH, 2000m, A | Geothermal plant, absorption heat pump, 2000 m, dh temp 80/40 degree - renewable heat - geothermal - medium | Geothermal plant, absorption heat pump, 2000 m, dh temp 80/40 degree | renewable heat | geothermal | medium | Financial data | Variable O&M (other O&M) [2015-EUR/MWh_h] | Variable O&M | other O&M | EUR/MWh_h | 2015 | F |  | ctrl | 2030 | 2.9196
45.2.b Geothermal DH, 2000m, A | Geothermal plant, absorption heat pump, 2000 m, dh temp 80/40 degree - renewable heat - geothermal - medium | Geothermal plant, absorption heat pump, 2000 m, dh temp 80/40 degree | renewable heat | geothermal | medium | Financial data | Variable O&M (other O&M) [2015-EUR/MWh_h] | Variable O&M | other O&M | EUR/MWh_h | 2015 | F |  | ctrl | 2040 | 2.8599
45.2.b Geothermal DH, 2000m, A | Geothermal plant, absorption heat pump, 2000 m, dh temp 80/40 degree - renewable heat - geothermal - medium | Geothermal plant, absorption heat pump, 2000 m, dh temp 80/40 degree | renewable heat | geothermal | medium | Financial data | Variable O&M (other O&M) [2015-EUR/MWh_h] | Variable O&M | other O&M | EUR/MWh_h | 2015 | F |  | ctrl | 2050 | 2.7994
45.2.b Geothermal DH, 2000m, A | Geothermal plant, absorption heat pump, 2000 m, dh temp 80/40 degree - renewable heat - geothermal - medium | Geothermal plant, absorption heat pump, 2000 m, dh temp 80/40 degree | renewable heat | geothermal | medium | Financial data | Variable O&M (other O&M) [2015-EUR/MWh_h] | Variable O&M | other O&M | EUR/MWh_h | 2015 | F |  | lower | 2050 | 2.7407
45.2.b Geothermal DH, 2000m, A | Geothermal plant, absorption heat pump, 2000 m, dh temp 80/40 degree - renewable heat - geothermal - medium | Geothermal plant, absorption heat pump, 2000 m, dh temp 80/40 degree | renewable heat | geothermal | medium | Financial data | Variable O&M (other O&M) [2015-EUR/MWh_h] | Variable O&M | other O&M | EUR/MWh_h | 2015 | F |  | upper | 2050 | 2.7407
45.2.b Geothermal DH, 2000m, A | Geothermal plant, absorption heat pump, 2000 m, dh temp 80/40 degree - renewable heat - geothermal - medium | Geothermal plant, absorption heat pump, 2000 m, dh temp 80/40 degree | renewable heat | geothermal | medium | Financial data | Fixed O&M (*total) [2015-EUR/MW_h/y] | Fixed O&M | *total | EUR/MW_h/y | 2015 | [E, J] | [1, 3, 2] | ctrl | 2020 | 17300
45.2.b Geothermal DH, 2000m, A | Geothermal plant, absorption heat pump, 2000 m, dh temp 80/40 degree - renewable heat - geothermal - medium | Geothermal plant, absorption heat pump, 2000 m, dh temp 80/40 degree | renewable heat | geothermal | medium | Financial data | Fixed O&M (*total) [2015-EUR/MW_h/y] | Fixed O&M | *total | EUR/MW_h/y | 2015 | [E, J] | [1, 3, 2] | ctrl | 2025 | 16800
45.2.b Geothermal DH, 2000m, A | Geothermal plant, absorption heat pump, 2000 m, dh temp 80/40 degree - renewable heat - geothermal - medium | Geothermal plant, absorption heat pump, 2000 m, dh temp 80/40 degree | renewable heat | geothermal | medium | Financial data | Fixed O&M (*total) [2015-EUR/MW_h/y] | Fixed O&M | *total | EUR/MW_h/y | 2015 | [E, J] | [1, 3, 2] | lower | 2025 | 16800
45.2.b Geothermal DH, 2000m, A | Geothermal plant, absorption heat pump, 2000 m, dh temp 80/40 degree - renewable heat - geothermal - medium | Geothermal plant, absorption heat pump, 2000 m, dh temp 80/40 degree | renewable heat | geothermal | medium | Financial data | Fixed O&M (*total) [2015-EUR/MW_h/y] | Fixed O&M | *total | EUR/MW_h/y | 2015 | [E, J] | [1, 3, 2] | upper | 2025 | 16800
45.2.b Geothermal DH, 2000m, A | Geothermal plant, absorption heat pump, 2000 m, dh temp 80/40 degree - renewable heat - geothermal - medium | Geothermal plant, absorption heat pump, 2000 m, dh temp 80/40 degree | renewable heat | geothermal | medium | Financial data | Fixed O&M (*total) [2015-EUR/MW_h/y] | Fixed O&M | *total | EUR/MW_h/y | 2015 | [E, J] | [1, 3, 2] | ctrl | 2030 | 16300
45.2.b Geothermal DH, 2000m, A | Geothermal plant, absorption heat pump, 2000 m, dh temp 80/40 degree - renewable heat - geothermal - medium | Geothermal plant, absorption heat pump, 2000 m, dh temp 80/40 degree | renewable heat | geothermal | medium | Financial data | Fixed O&M (*total) [2015-EUR/MW_h/y] | Fixed O&M | *total | EUR/MW_h/y | 2015 | [E, J] | [1, 3, 2] | ctrl | 2040 | 15800
45.2.b Geothermal DH, 2000m, A | Geothermal plant, absorption heat pump, 2000 m, dh temp 80/40 degree - renewable heat - geothermal - medium | Geothermal plant, absorption heat pump, 2000 m, dh temp 80/40 degree | renewable heat | geothermal | medium | Financial data | Fixed O&M (*total) [2015-EUR/MW_h/y] | Fixed O&M | *total | EUR/MW_h/y | 2015 | [E, J] | [1, 3, 2] | ctrl | 2050 | 15300
45.2.b Geothermal DH, 2000m, A | Geothermal plant, absorption heat pump, 2000 m, dh temp 80/40 degree - renewable heat - geothermal - medium | Geothermal plant, absorption heat pump, 2000 m, dh temp 80/40 degree | renewable heat | geothermal | medium | Financial data | Fixed O&M (*total) [2015-EUR/MW_h/y] | Fixed O&M | *total | EUR/MW_h/y | 2015 | [E, J] | [1, 3, 2] | lower | 2050 | 15300
45.2.b Geothermal DH, 2000m, A | Geothermal plant, absorption heat pump, 2000 m, dh temp 80/40 degree - renewable heat - geothermal - medium | Geothermal plant, absorption heat pump, 2000 m, dh temp 80/40 degree | renewable heat | geothermal | medium | Financial data | Fixed O&M (*total) [2015-EUR/MW_h/y] | Fixed O&M | *total | EUR/MW_h/y | 2015 | [E, J] | [1, 3, 2] | upper | 2050 | 15300
45.2.b Geothermal DH, 2000m, A | Geothermal plant, absorption heat pump, 2000 m, dh temp 80/40 degree - renewable heat - geothermal - medium | Geothermal plant, absorption heat pump, 2000 m, dh temp 80/40 degree | renewable heat | geothermal | medium | Financial data | Nominal investment (*total) [2015-MEUR/MW_h] | Nominal investment | *total | MEUR/MW_h | 2015 | [C, K] | [2, 4, 7] | ctrl | 2020 | 2.0946
45.2.b Geothermal DH, 2000m, A | Geothermal plant, absorption heat pump, 2000 m, dh temp 80/40 degree - renewable heat - geothermal - medium | Geothermal plant, absorption heat pump, 2000 m, dh temp 80/40 degree | renewable heat | geothermal | medium | Financial data | Nominal investment (*total) [2015-MEUR/MW_h] | Nominal investment | *total | MEUR/MW_h | 2015 | [C, K] | [2, 4, 7] | ctrl | 2025 | 2.033
45.2.b Geothermal DH, 2000m, A | Geothermal plant, absorption heat pump, 2000 m, dh temp 80/40 degree - renewable heat - geothermal - medium | Geothermal plant, absorption heat pump, 2000 m, dh temp 80/40 degree | renewable heat | geothermal | medium | Financial data | Nominal investment (*total) [2015-MEUR/MW_h] | Nominal investment | *total | MEUR/MW_h | 2015 | [C, K] | [2, 4, 7] | lower | 2025 | 1.258
45.2.b Geothermal DH, 2000m, A | Geothermal plant, absorption heat pump, 2000 m, dh temp 80/40 degree - renewable heat - geothermal - medium | Geothermal plant, absorption heat pump, 2000 m, dh temp 80/40 degree | renewable heat | geothermal | medium | Financial data | Nominal investment (*total) [2015-MEUR/MW_h] | Nominal investment | *total | MEUR/MW_h | 2015 | [C, K] | [2, 4, 7] | upper | 2025 | 2.8655
45.2.b Geothermal DH, 2000m, A | Geothermal plant, absorption heat pump, 2000 m, dh temp 80/40 degree - renewable heat - geothermal - medium | Geothermal plant, absorption heat pump, 2000 m, dh temp 80/40 degree | renewable heat | geothermal | medium | Financial data | Nominal investment (*total) [2015-MEUR/MW_h] | Nominal investment | *total | MEUR/MW_h | 2015 | [C, K] | [2, 4, 7] | ctrl | 2030 | 1.9714
45.2.b Geothermal DH, 2000m, A | Geothermal plant, absorption heat pump, 2000 m, dh temp 80/40 degree - renewable heat - geothermal - medium | Geothermal plant, absorption heat pump, 2000 m, dh temp 80/40 degree | renewable heat | geothermal | medium | Financial data | Nominal investment (*total) [2015-MEUR/MW_h] | Nominal investment | *total | MEUR/MW_h | 2015 | [C, K] | [2, 4, 7] | ctrl | 2040 | 1.9098
45.2.b Geothermal DH, 2000m, A | Geothermal plant, absorption heat pump, 2000 m, dh temp 80/40 degree - renewable heat - geothermal - medium | Geothermal plant, absorption heat pump, 2000 m, dh temp 80/40 degree | renewable heat | geothermal | medium | Financial data | Nominal investment (*total) [2015-MEUR/MW_h] | Nominal investment | *total | MEUR/MW_h | 2015 | [C, K] | [2, 4, 7] | ctrl | 2050 | 1.8482
45.2.b Geothermal DH, 2000m, A | Geothermal plant, absorption heat pump, 2000 m, dh temp 80/40 degree - renewable heat - geothermal - medium | Geothermal plant, absorption heat pump, 2000 m, dh temp 80/40 degree | renewable heat | geothermal | medium | Financial data | Nominal investment (*total) [2015-MEUR/MW_h] | Nominal investment | *total | MEUR/MW_h | 2015 | [C, K] | [2, 4, 7] | lower | 2050 | 1.1436
45.2.b Geothermal DH, 2000m, A | Geothermal plant, absorption heat pump, 2000 m, dh temp 80/40 degree - renewable heat - geothermal - medium | Geothermal plant, absorption heat pump, 2000 m, dh temp 80/40 degree | renewable heat | geothermal | medium | Financial data | Nominal investment (*total) [2015-MEUR/MW_h] | Nominal investment | *total | MEUR/MW_h | 2015 | [C, K] | [2, 4, 7] | upper | 2050 | 2.605
45.2.b Geothermal DH, 2000m, A | Geothermal plant, absorption heat pump, 2000 m, dh temp 80/40 degree - renewable heat - geothermal - medium | Geothermal plant, absorption heat pump, 2000 m, dh temp 80/40 degree | renewable heat | geothermal | medium | Financial data | Variable O&M (*total) [2015-EUR/MWh_h] | Variable O&M | *total | EUR/MWh_h | 2015 | FJ | 2 | ctrl | 2020 | 2.993
45.2.b Geothermal DH, 2000m, A | Geothermal plant, absorption heat pump, 2000 m, dh temp 80/40 degree - renewable heat - geothermal - medium | Geothermal plant, absorption heat pump, 2000 m, dh temp 80/40 degree | renewable heat | geothermal | medium | Financial data | Variable O&M (*total) [2015-EUR/MWh_h] | Variable O&M | *total | EUR/MWh_h | 2015 | FJ | 2 | ctrl | 2025 | 2.9566
45.2.b Geothermal DH, 2000m, A | Geothermal plant, absorption heat pump, 2000 m, dh temp 80/40 degree - renewable heat - geothermal - medium | Geothermal plant, absorption heat pump, 2000 m, dh temp 80/40 degree | renewable heat | geothermal | medium | Financial data | Variable O&M (*total) [2015-EUR/MWh_h] | Variable O&M | *total | EUR/MWh_h | 2015 | FJ | 2 | lower | 2025 | 2.9301
45.2.b Geothermal DH, 2000m, A | Geothermal plant, absorption heat pump, 2000 m, dh temp 80/40 degree - renewable heat - geothermal - medium | Geothermal plant, absorption heat pump, 2000 m, dh temp 80/40 degree | renewable heat | geothermal | medium | Financial data | Variable O&M (*total) [2015-EUR/MWh_h] | Variable O&M | *total | EUR/MWh_h | 2015 | FJ | 2 | upper | 2025 | 2.93
45.2.b Geothermal DH, 2000m, A | Geothermal plant, absorption heat pump, 2000 m, dh temp 80/40 degree - renewable heat - geothermal - medium | Geothermal plant, absorption heat pump, 2000 m, dh temp 80/40 degree | renewable heat | geothermal | medium | Financial data | Variable O&M (*total) [2015-EUR/MWh_h] | Variable O&M | *total | EUR/MWh_h | 2015 | FJ | 2 | ctrl | 2030 | 2.9196
45.2.b Geothermal DH, 2000m, A | Geothermal plant, absorption heat pump, 2000 m, dh temp 80/40 degree - renewable heat - geothermal - medium | Geothermal plant, absorption heat pump, 2000 m, dh temp 80/40 degree | renewable heat | geothermal | medium | Financial data | Variable O&M (*total) [2015-EUR/MWh_h] | Variable O&M | *total | EUR/MWh_h | 2015 | FJ | 2 | ctrl | 2040 | 2.8599
45.2.b Geothermal DH, 2000m, A | Geothermal plant, absorption heat pump, 2000 m, dh temp 80/40 degree - renewable heat - geothermal - medium | Geothermal plant, absorption heat pump, 2000 m, dh temp 80/40 degree | renewable heat | geothermal | medium | Financial data | Variable O&M (*total) [2015-EUR/MWh_h] | Variable O&M | *total | EUR/MWh_h | 2015 | FJ | 2 | ctrl | 2050 | 2.7994
45.2.b Geothermal DH, 2000m, A | Geothermal plant, absorption heat pump, 2000 m, dh temp 80/40 degree - renewable heat - geothermal - medium | Geothermal plant, absorption heat pump, 2000 m, dh temp 80/40 degree | renewable heat | geothermal | medium | Financial data | Variable O&M (*total) [2015-EUR/MWh_h] | Variable O&M | *total | EUR/MWh_h | 2015 | FJ | 2 | lower | 2050 | 2.7407
45.2.b Geothermal DH, 2000m, A | Geothermal plant, absorption heat pump, 2000 m, dh temp 80/40 degree - renewable heat - geothermal - medium | Geothermal plant, absorption heat pump, 2000 m, dh temp 80/40 degree | renewable heat | geothermal | medium | Financial data | Variable O&M (*total) [2015-EUR/MWh_h] | Variable O&M | *total | EUR/MWh_h | 2015 | FJ | 2 | upper | 2050 | 2.7407
45.2.b Geothermal DH, 2000m, A | Geothermal plant, absorption heat pump, 2000 m, dh temp 80/40 degree - renewable heat - geothermal - medium | Geothermal plant, absorption heat pump, 2000 m, dh temp 80/40 degree | renewable heat | geothermal | medium | Regulation ability | Cold start-up time [hours] | Cold start-up time |  | hours |  |  | 3 | ctrl | 2020 | 2
45.2.b Geothermal DH, 2000m, A | Geothermal plant, absorption heat pump, 2000 m, dh temp 80/40 degree - renewable heat - geothermal - medium | Geothermal plant, absorption heat pump, 2000 m, dh temp 80/40 degree | renewable heat | geothermal | medium | Regulation ability | Cold start-up time [hours] | Cold start-up time |  | hours |  |  | 3 | ctrl | 2025 | 2
45.2.b Geothermal DH, 2000m, A | Geothermal plant, absorption heat pump, 2000 m, dh temp 80/40 degree - renewable heat - geothermal - medium | Geothermal plant, absorption heat pump, 2000 m, dh temp 80/40 degree | renewable heat | geothermal | medium | Regulation ability | Cold start-up time [hours] | Cold start-up time |  | hours |  |  | 3 | lower | 2025 | 2
45.2.b Geothermal DH, 2000m, A | Geothermal plant, absorption heat pump, 2000 m, dh temp 80/40 degree - renewable heat - geothermal - medium | Geothermal plant, absorption heat pump, 2000 m, dh temp 80/40 degree | renewable heat | geothermal | medium | Regulation ability | Cold start-up time [hours] | Cold start-up time |  | hours |  |  | 3 | upper | 2025 | 2
45.2.b Geothermal DH, 2000m, A | Geothermal plant, absorption heat pump, 2000 m, dh temp 80/40 degree - renewable heat - geothermal - medium | Geothermal plant, absorption heat pump, 2000 m, dh temp 80/40 degree | renewable heat | geothermal | medium | Regulation ability | Cold start-up time [hours] | Cold start-up time |  | hours |  |  | 3 | ctrl | 2030 | 2
45.2.b Geothermal DH, 2000m, A | Geothermal plant, absorption heat pump, 2000 m, dh temp 80/40 degree - renewable heat - geothermal - medium | Geothermal plant, absorption heat pump, 2000 m, dh temp 80/40 degree | renewable heat | geothermal | medium | Regulation ability | Cold start-up time [hours] | Cold start-up time |  | hours |  |  | 3 | ctrl | 2040 | 2
45.2.b Geothermal DH, 2000m, A | Geothermal plant, absorption heat pump, 2000 m, dh temp 80/40 degree - renewable heat - geothermal - medium | Geothermal plant, absorption heat pump, 2000 m, dh temp 80/40 degree | renewable heat | geothermal | medium | Regulation ability | Cold start-up time [hours] | Cold start-up time |  | hours |  |  | 3 | ctrl | 2050 | 2
45.2.b Geothermal DH, 2000m, A | Geothermal plant, absorption heat pump, 2000 m, dh temp 80/40 degree - renewable heat - geothermal - medium | Geothermal plant, absorption heat pump, 2000 m, dh temp 80/40 degree | renewable heat | geothermal | medium | Regulation ability | Cold start-up time [hours] | Cold start-up time |  | hours |  |  | 3 | lower | 2050 | 2
45.2.b Geothermal DH, 2000m, A | Geothermal plant, absorption heat pump, 2000 m, dh temp 80/40 degree - renewable heat - geothermal - medium | Geothermal plant, absorption heat pump, 2000 m, dh temp 80/40 degree | renewable heat | geothermal | medium | Regulation ability | Cold start-up time [hours] | Cold start-up time |  | hours |  |  | 3 | upper | 2050 | 2
45.2.b Geothermal DH, 2000m, A | Geothermal plant, absorption heat pump, 2000 m, dh temp 80/40 degree - renewable heat - geothermal - medium | Geothermal plant, absorption heat pump, 2000 m, dh temp 80/40 degree | renewable heat | geothermal | medium | Regulation ability | Minimum load (of full load) [] | Minimum load | of full load | [] |  | H | [2, 5] | ctrl | 2020 | 0.2
45.2.b Geothermal DH, 2000m, A | Geothermal plant, absorption heat pump, 2000 m, dh temp 80/40 degree - renewable heat - geothermal - medium | Geothermal plant, absorption heat pump, 2000 m, dh temp 80/40 degree | renewable heat | geothermal | medium | Regulation ability | Minimum load (of full load) [] | Minimum load | of full load | [] |  | H | [2, 5] | ctrl | 2025 | 0.2
45.2.b Geothermal DH, 2000m, A | Geothermal plant, absorption heat pump, 2000 m, dh temp 80/40 degree - renewable heat - geothermal - medium | Geothermal plant, absorption heat pump, 2000 m, dh temp 80/40 degree | renewable heat | geothermal | medium | Regulation ability | Minimum load (of full load) [] | Minimum load | of full load | [] |  | H | [2, 5] | lower | 2025 | 0.2
45.2.b Geothermal DH, 2000m, A | Geothermal plant, absorption heat pump, 2000 m, dh temp 80/40 degree - renewable heat - geothermal - medium | Geothermal plant, absorption heat pump, 2000 m, dh temp 80/40 degree | renewable heat | geothermal | medium | Regulation ability | Minimum load (of full load) [] | Minimum load | of full load | [] |  | H | [2, 5] | upper | 2025 | 0.2
45.2.b Geothermal DH, 2000m, A | Geothermal plant, absorption heat pump, 2000 m, dh temp 80/40 degree - renewable heat - geothermal - medium | Geothermal plant, absorption heat pump, 2000 m, dh temp 80/40 degree | renewable heat | geothermal | medium | Regulation ability | Minimum load (of full load) [] | Minimum load | of full load | [] |  | H | [2, 5] | ctrl | 2030 | 0.2
45.2.b Geothermal DH, 2000m, A | Geothermal plant, absorption heat pump, 2000 m, dh temp 80/40 degree - renewable heat - geothermal - medium | Geothermal plant, absorption heat pump, 2000 m, dh temp 80/40 degree | renewable heat | geothermal | medium | Regulation ability | Minimum load (of full load) [] | Minimum load | of full load | [] |  | H | [2, 5] | ctrl | 2040 | 0.2
45.2.b Geothermal DH, 2000m, A | Geothermal plant, absorption heat pump, 2000 m, dh temp 80/40 degree - renewable heat - geothermal - medium | Geothermal plant, absorption heat pump, 2000 m, dh temp 80/40 degree | renewable heat | geothermal | medium | Regulation ability | Minimum load (of full load) [] | Minimum load | of full load | [] |  | H | [2, 5] | ctrl | 2050 | 0.2
45.2.b Geothermal DH, 2000m, A | Geothermal plant, absorption heat pump, 2000 m, dh temp 80/40 degree - renewable heat - geothermal - medium | Geothermal plant, absorption heat pump, 2000 m, dh temp 80/40 degree | renewable heat | geothermal | medium | Regulation ability | Minimum load (of full load) [] | Minimum load | of full load | [] |  | H | [2, 5] | lower | 2050 | 0.2
45.2.b Geothermal DH, 2000m, A | Geothermal plant, absorption heat pump, 2000 m, dh temp 80/40 degree - renewable heat - geothermal - medium | Geothermal plant, absorption heat pump, 2000 m, dh temp 80/40 degree | renewable heat | geothermal | medium | Regulation ability | Minimum load (of full load) [] | Minimum load | of full load | [] |  | H | [2, 5] | upper | 2050 | 0.2
45.2.b Geothermal DH, 2000m, A | Geothermal plant, absorption heat pump, 2000 m, dh temp 80/40 degree - renewable heat - geothermal - medium | Geothermal plant, absorption heat pump, 2000 m, dh temp 80/40 degree | renewable heat | geothermal | medium | Regulation ability | Primary regulation (of full load, per 30 seconds) [] | Primary regulation | of full load, per 30 seconds | [] |  | H |  | ctrl | 2020
45.2.b Geothermal DH, 2000m, A | Geothermal plant, absorption heat pump, 2000 m, dh temp 80/40 degree - renewable heat - geothermal - medium | Geothermal plant, absorption heat pump, 2000 m, dh temp 80/40 degree | renewable heat | geothermal | medium | Regulation ability | Primary regulation (of full load, per 30 seconds) [] | Primary regulation | of full load, per 30 seconds | [] |  | H |  | ctrl | 2025
45.2.b Geothermal DH, 2000m, A | Geothermal plant, absorption heat pump, 2000 m, dh temp 80/40 degree - renewable heat - geothermal - medium | Geothermal plant, absorption heat pump, 2000 m, dh temp 80/40 degree | renewable heat | geothermal | medium | Regulation ability | Primary regulation (of full load, per 30 seconds) [] | Primary regulation | of full load, per 30 seconds | [] |  | H |  | lower | 2025
45.2.b Geothermal DH, 2000m, A | Geothermal plant, absorption heat pump, 2000 m, dh temp 80/40 degree - renewable heat - geothermal - medium | Geothermal plant, absorption heat pump, 2000 m, dh temp 80/40 degree | renewable heat | geothermal | medium | Regulation ability | Primary regulation (of full load, per 30 seconds) [] | Primary regulation | of full load, per 30 seconds | [] |  | H |  | upper | 2025
45.2.b Geothermal DH, 2000m, A | Geothermal plant, absorption heat pump, 2000 m, dh temp 80/40 degree - renewable heat - geothermal - medium | Geothermal plant, absorption heat pump, 2000 m, dh temp 80/40 degree | renewable heat | geothermal | medium | Regulation ability | Primary regulation (of full load, per 30 seconds) [] | Primary regulation | of full load, per 30 seconds | [] |  | H |  | ctrl | 2030
45.2.b Geothermal DH, 2000m, A | Geothermal plant, absorption heat pump, 2000 m, dh temp 80/40 degree - renewable heat - geothermal - medium | Geothermal plant, absorption heat pump, 2000 m, dh temp 80/40 degree | renewable heat | geothermal | medium | Regulation ability | Primary regulation (of full load, per 30 seconds) [] | Primary regulation | of full load, per 30 seconds | [] |  | H |  | ctrl | 2040
45.2.b Geothermal DH, 2000m, A | Geothermal plant, absorption heat pump, 2000 m, dh temp 80/40 degree - renewable heat - geothermal - medium | Geothermal plant, absorption heat pump, 2000 m, dh temp 80/40 degree | renewable heat | geothermal | medium | Regulation ability | Primary regulation (of full load, per 30 seconds) [] | Primary regulation | of full load, per 30 seconds | [] |  | H |  | ctrl | 2050
45.2.b Geothermal DH, 2000m, A | Geothermal plant, absorption heat pump, 2000 m, dh temp 80/40 degree - renewable heat - geothermal - medium | Geothermal plant, absorption heat pump, 2000 m, dh temp 80/40 degree | renewable heat | geothermal | medium | Regulation ability | Primary regulation (of full load, per 30 seconds) [] | Primary regulation | of full load, per 30 seconds | [] |  | H |  | lower | 2050
45.2.b Geothermal DH, 2000m, A | Geothermal plant, absorption heat pump, 2000 m, dh temp 80/40 degree - renewable heat - geothermal - medium | Geothermal plant, absorption heat pump, 2000 m, dh temp 80/40 degree | renewable heat | geothermal | medium | Regulation ability | Primary regulation (of full load, per 30 seconds) [] | Primary regulation | of full load, per 30 seconds | [] |  | H |  | upper | 2050
45.2.b Geothermal DH, 2000m, A | Geothermal plant, absorption heat pump, 2000 m, dh temp 80/40 degree - renewable heat - geothermal - medium | Geothermal plant, absorption heat pump, 2000 m, dh temp 80/40 degree | renewable heat | geothermal | medium | Regulation ability | Secondary regulation (of full load, per minute) [] | Secondary regulation | of full load, per minute | [] |  | H |  | ctrl | 2020
45.2.b Geothermal DH, 2000m, A | Geothermal plant, absorption heat pump, 2000 m, dh temp 80/40 degree - renewable heat - geothermal - medium | Geothermal plant, absorption heat pump, 2000 m, dh temp 80/40 degree | renewable heat | geothermal | medium | Regulation ability | Secondary regulation (of full load, per minute) [] | Secondary regulation | of full load, per minute | [] |  | H |  | ctrl | 2025
45.2.b Geothermal DH, 2000m, A | Geothermal plant, absorption heat pump, 2000 m, dh temp 80/40 degree - renewable heat - geothermal - medium | Geothermal plant, absorption heat pump, 2000 m, dh temp 80/40 degree | renewable heat | geothermal | medium | Regulation ability | Secondary regulation (of full load, per minute) [] | Secondary regulation | of full load, per minute | [] |  | H |  | lower | 2025
45.2.b Geothermal DH, 2000m, A | Geothermal plant, absorption heat pump, 2000 m, dh temp 80/40 degree - renewable heat - geothermal - medium | Geothermal plant, absorption heat pump, 2000 m, dh temp 80/40 degree | renewable heat | geothermal | medium | Regulation ability | Secondary regulation (of full load, per minute) [] | Secondary regulation | of full load, per minute | [] |  | H |  | upper | 2025
45.2.b Geothermal DH, 2000m, A | Geothermal plant, absorption heat pump, 2000 m, dh temp 80/40 degree - renewable heat - geothermal - medium | Geothermal plant, absorption heat pump, 2000 m, dh temp 80/40 degree | renewable heat | geothermal | medium | Regulation ability | Secondary regulation (of full load, per minute) [] | Secondary regulation | of full load, per minute | [] |  | H |  | ctrl | 2030
45.2.b Geothermal DH, 2000m, A | Geothermal plant, absorption heat pump, 2000 m, dh temp 80/40 degree - renewable heat - geothermal - medium | Geothermal plant, absorption heat pump, 2000 m, dh temp 80/40 degree | renewable heat | geothermal | medium | Regulation ability | Secondary regulation (of full load, per minute) [] | Secondary regulation | of full load, per minute | [] |  | H |  | ctrl | 2040
45.2.b Geothermal DH, 2000m, A | Geothermal plant, absorption heat pump, 2000 m, dh temp 80/40 degree - renewable heat - geothermal - medium | Geothermal plant, absorption heat pump, 2000 m, dh temp 80/40 degree | renewable heat | geothermal | medium | Regulation ability | Secondary regulation (of full load, per minute) [] | Secondary regulation | of full load, per minute | [] |  | H |  | ctrl | 2050
45.2.b Geothermal DH, 2000m, A | Geothermal plant, absorption heat pump, 2000 m, dh temp 80/40 degree - renewable heat - geothermal - medium | Geothermal plant, absorption heat pump, 2000 m, dh temp 80/40 degree | renewable heat | geothermal | medium | Regulation ability | Secondary regulation (of full load, per minute) [] | Secondary regulation | of full load, per minute | [] |  | H |  | lower | 2050
45.2.b Geothermal DH, 2000m, A | Geothermal plant, absorption heat pump, 2000 m, dh temp 80/40 degree - renewable heat - geothermal - medium | Geothermal plant, absorption heat pump, 2000 m, dh temp 80/40 degree | renewable heat | geothermal | medium | Regulation ability | Secondary regulation (of full load, per minute) [] | Secondary regulation | of full load, per minute | [] |  | H |  | upper | 2050
45.2.b Geothermal DH, 2000m, A | Geothermal plant, absorption heat pump, 2000 m, dh temp 80/40 degree - renewable heat - geothermal - medium | Geothermal plant, absorption heat pump, 2000 m, dh temp 80/40 degree | renewable heat | geothermal | medium | Regulation ability | Warm start-up time [hours] | Warm start-up time |  | hours |  |  |  | ctrl | 2020
45.2.b Geothermal DH, 2000m, A | Geothermal plant, absorption heat pump, 2000 m, dh temp 80/40 degree - renewable heat - geothermal - medium | Geothermal plant, absorption heat pump, 2000 m, dh temp 80/40 degree | renewable heat | geothermal | medium | Regulation ability | Warm start-up time [hours] | Warm start-up time |  | hours |  |  |  | ctrl | 2025
45.2.b Geothermal DH, 2000m, A | Geothermal plant, absorption heat pump, 2000 m, dh temp 80/40 degree - renewable heat - geothermal - medium | Geothermal plant, absorption heat pump, 2000 m, dh temp 80/40 degree | renewable heat | geothermal | medium | Regulation ability | Warm start-up time [hours] | Warm start-up time |  | hours |  |  |  | lower | 2025
45.2.b Geothermal DH, 2000m, A | Geothermal plant, absorption heat pump, 2000 m, dh temp 80/40 degree - renewable heat - geothermal - medium | Geothermal plant, absorption heat pump, 2000 m, dh temp 80/40 degree | renewable heat | geothermal | medium | Regulation ability | Warm start-up time [hours] | Warm start-up time |  | hours |  |  |  | upper | 2025
45.2.b Geothermal DH, 2000m, A | Geothermal plant, absorption heat pump, 2000 m, dh temp 80/40 degree - renewable heat - geothermal - medium | Geothermal plant, absorption heat pump, 2000 m, dh temp 80/40 degree | renewable heat | geothermal | medium | Regulation ability | Warm start-up time [hours] | Warm start-up time |  | hours |  |  |  | ctrl | 2030
45.2.b Geothermal DH, 2000m, A | Geothermal plant, absorption heat pump, 2000 m, dh temp 80/40 degree - renewable heat - geothermal - medium | Geothermal plant, absorption heat pump, 2000 m, dh temp 80/40 degree | renewable heat | geothermal | medium | Regulation ability | Warm start-up time [hours] | Warm start-up time |  | hours |  |  |  | ctrl | 2040
45.2.b Geothermal DH, 2000m, A | Geothermal plant, absorption heat pump, 2000 m, dh temp 80/40 degree - renewable heat - geothermal - medium | Geothermal plant, absorption heat pump, 2000 m, dh temp 80/40 degree | renewable heat | geothermal | medium | Regulation ability | Warm start-up time [hours] | Warm start-up time |  | hours |  |  |  | ctrl | 2050
45.2.b Geothermal DH, 2000m, A | Geothermal plant, absorption heat pump, 2000 m, dh temp 80/40 degree - renewable heat - geothermal - medium | Geothermal plant, absorption heat pump, 2000 m, dh temp 80/40 degree | renewable heat | geothermal | medium | Regulation ability | Warm start-up time [hours] | Warm start-up time |  | hours |  |  |  | lower | 2050
45.2.b Geothermal DH, 2000m, A | Geothermal plant, absorption heat pump, 2000 m, dh temp 80/40 degree - renewable heat - geothermal - medium | Geothermal plant, absorption heat pump, 2000 m, dh temp 80/40 degree | renewable heat | geothermal | medium | Regulation ability | Warm start-up time [hours] | Warm start-up time |  | hours |  |  |  | upper | 2050
45.2.b Geothermal DH, 2000m, A | Geothermal plant, absorption heat pump, 2000 m, dh temp 80/40 degree - renewable heat - geothermal - medium | Geothermal plant, absorption heat pump, 2000 m, dh temp 80/40 degree | renewable heat | geothermal | medium | Technology-specific data | Depth of geothermal well [m] | Depth of geothermal well |  | m |  |  | 1 | ctrl | 2020 | 2000
45.2.b Geothermal DH, 2000m, A | Geothermal plant, absorption heat pump, 2000 m, dh temp 80/40 degree - renewable heat - geothermal - medium | Geothermal plant, absorption heat pump, 2000 m, dh temp 80/40 degree | renewable heat | geothermal | medium | Technology-specific data | Depth of geothermal well [m] | Depth of geothermal well |  | m |  |  | 1 | ctrl | 2025 | 2000
45.2.b Geothermal DH, 2000m, A | Geothermal plant, absorption heat pump, 2000 m, dh temp 80/40 degree - renewable heat - geothermal - medium | Geothermal plant, absorption heat pump, 2000 m, dh temp 80/40 degree | renewable heat | geothermal | medium | Technology-specific data | Depth of geothermal well [m] | Depth of geothermal well |  | m |  |  | 1 | lower | 2025 | 2000
45.2.b Geothermal DH, 2000m, A | Geothermal plant, absorption heat pump, 2000 m, dh temp 80/40 degree - renewable heat - geothermal - medium | Geothermal plant, absorption heat pump, 2000 m, dh temp 80/40 degree | renewable heat | geothermal | medium | Technology-specific data | Depth of geothermal well [m] | Depth of geothermal well |  | m |  |  | 1 | upper | 2025 | 2000
45.2.b Geothermal DH, 2000m, A | Geothermal plant, absorption heat pump, 2000 m, dh temp 80/40 degree - renewable heat - geothermal - medium | Geothermal plant, absorption heat pump, 2000 m, dh temp 80/40 degree | renewable heat | geothermal | medium | Technology-specific data | Depth of geothermal well [m] | Depth of geothermal well |  | m |  |  | 1 | ctrl | 2030 | 2000
45.2.b Geothermal DH, 2000m, A | Geothermal plant, absorption heat pump, 2000 m, dh temp 80/40 degree - renewable heat - geothermal - medium | Geothermal plant, absorption heat pump, 2000 m, dh temp 80/40 degree | renewable heat | geothermal | medium | Technology-specific data | Depth of geothermal well [m] | Depth of geothermal well |  | m |  |  | 1 | ctrl | 2040 | 2000
45.2.b Geothermal DH, 2000m, A | Geothermal plant, absorption heat pump, 2000 m, dh temp 80/40 degree - renewable heat - geothermal - medium | Geothermal plant, absorption heat pump, 2000 m, dh temp 80/40 degree | renewable heat | geothermal | medium | Technology-specific data | Depth of geothermal well [m] | Depth of geothermal well |  | m |  |  | 1 | ctrl | 2050 | 2000
45.2.b Geothermal DH, 2000m, A | Geothermal plant, absorption heat pump, 2000 m, dh temp 80/40 degree - renewable heat - geothermal - medium | Geothermal plant, absorption heat pump, 2000 m, dh temp 80/40 degree | renewable heat | geothermal | medium | Technology-specific data | Depth of geothermal well [m] | Depth of geothermal well |  | m |  |  | 1 | lower | 2050 | 2000
45.2.b Geothermal DH, 2000m, A | Geothermal plant, absorption heat pump, 2000 m, dh temp 80/40 degree - renewable heat - geothermal - medium | Geothermal plant, absorption heat pump, 2000 m, dh temp 80/40 degree | renewable heat | geothermal | medium | Technology-specific data | Depth of geothermal well [m] | Depth of geothermal well |  | m |  |  | 1 | upper | 2050 | 2000
45.2.b Geothermal DH, 2000m, A | Geothermal plant, absorption heat pump, 2000 m, dh temp 80/40 degree - renewable heat - geothermal - medium | Geothermal plant, absorption heat pump, 2000 m, dh temp 80/40 degree | renewable heat | geothermal | medium | Technology-specific data | Heat generation from geothermal ressource [MW_h] | Heat generation from geothermal ressource |  | MW_h |  | [I, A, L, N] | 1 | ctrl | 2020 | 12.2
45.2.b Geothermal DH, 2000m, A | Geothermal plant, absorption heat pump, 2000 m, dh temp 80/40 degree - renewable heat - geothermal - medium | Geothermal plant, absorption heat pump, 2000 m, dh temp 80/40 degree | renewable heat | geothermal | medium | Technology-specific data | Heat generation from geothermal ressource [MW_h] | Heat generation from geothermal ressource |  | MW_h |  | [I, A, L, N] | 1 | ctrl | 2025 | 12.2
45.2.b Geothermal DH, 2000m, A | Geothermal plant, absorption heat pump, 2000 m, dh temp 80/40 degree - renewable heat - geothermal - medium | Geothermal plant, absorption heat pump, 2000 m, dh temp 80/40 degree | renewable heat | geothermal | medium | Technology-specific data | Heat generation from geothermal ressource [MW_h] | Heat generation from geothermal ressource |  | MW_h |  | [I, A, L, N] | 1 | lower | 2025 | 20.6
45.2.b Geothermal DH, 2000m, A | Geothermal plant, absorption heat pump, 2000 m, dh temp 80/40 degree - renewable heat - geothermal - medium | Geothermal plant, absorption heat pump, 2000 m, dh temp 80/40 degree | renewable heat | geothermal | medium | Technology-specific data | Heat generation from geothermal ressource [MW_h] | Heat generation from geothermal ressource |  | MW_h |  | [I, A, L, N] | 1 | upper | 2025 | 4.57
45.2.b Geothermal DH, 2000m, A | Geothermal plant, absorption heat pump, 2000 m, dh temp 80/40 degree - renewable heat - geothermal - medium | Geothermal plant, absorption heat pump, 2000 m, dh temp 80/40 degree | renewable heat | geothermal | medium | Technology-specific data | Heat generation from geothermal ressource [MW_h] | Heat generation from geothermal ressource |  | MW_h |  | [I, A, L, N] | 1 | ctrl | 2030 | 12.2
45.2.b Geothermal DH, 2000m, A | Geothermal plant, absorption heat pump, 2000 m, dh temp 80/40 degree - renewable heat - geothermal - medium | Geothermal plant, absorption heat pump, 2000 m, dh temp 80/40 degree | renewable heat | geothermal | medium | Technology-specific data | Heat generation from geothermal ressource [MW_h] | Heat generation from geothermal ressource |  | MW_h |  | [I, A, L, N] | 1 | ctrl | 2040 | 12.2
45.2.b Geothermal DH, 2000m, A | Geothermal plant, absorption heat pump, 2000 m, dh temp 80/40 degree - renewable heat - geothermal - medium | Geothermal plant, absorption heat pump, 2000 m, dh temp 80/40 degree | renewable heat | geothermal | medium | Technology-specific data | Heat generation from geothermal ressource [MW_h] | Heat generation from geothermal ressource |  | MW_h |  | [I, A, L, N] | 1 | ctrl | 2050 | 12.2
45.2.b Geothermal DH, 2000m, A | Geothermal plant, absorption heat pump, 2000 m, dh temp 80/40 degree - renewable heat - geothermal - medium | Geothermal plant, absorption heat pump, 2000 m, dh temp 80/40 degree | renewable heat | geothermal | medium | Technology-specific data | Heat generation from geothermal ressource [MW_h] | Heat generation from geothermal ressource |  | MW_h |  | [I, A, L, N] | 1 | lower | 2050 | 20.6
45.2.b Geothermal DH, 2000m, A | Geothermal plant, absorption heat pump, 2000 m, dh temp 80/40 degree - renewable heat - geothermal - medium | Geothermal plant, absorption heat pump, 2000 m, dh temp 80/40 degree | renewable heat | geothermal | medium | Technology-specific data | Heat generation from geothermal ressource [MW_h] | Heat generation from geothermal ressource |  | MW_h |  | [I, A, L, N] | 1 | upper | 2050 | 4.57
45.2.b Geothermal DH, 2000m, A | Geothermal plant, absorption heat pump, 2000 m, dh temp 80/40 degree - renewable heat - geothermal - medium | Geothermal plant, absorption heat pump, 2000 m, dh temp 80/40 degree | renewable heat | geothermal | medium | Technology-specific data | Heat generation from heat pumps [MW_h] | Heat generation from heat pumps |  | MW_h |  | A | 1 | ctrl | 2020 | 5.3944
45.2.b Geothermal DH, 2000m, A | Geothermal plant, absorption heat pump, 2000 m, dh temp 80/40 degree - renewable heat - geothermal - medium | Geothermal plant, absorption heat pump, 2000 m, dh temp 80/40 degree | renewable heat | geothermal | medium | Technology-specific data | Heat generation from heat pumps [MW_h] | Heat generation from heat pumps |  | MW_h |  | A | 1 | ctrl | 2025 | 5.3194
45.2.b Geothermal DH, 2000m, A | Geothermal plant, absorption heat pump, 2000 m, dh temp 80/40 degree - renewable heat - geothermal - medium | Geothermal plant, absorption heat pump, 2000 m, dh temp 80/40 degree | renewable heat | geothermal | medium | Technology-specific data | Heat generation from heat pumps [MW_h] | Heat generation from heat pumps |  | MW_h |  | A | 1 | lower | 2025 | 9.0055
45.2.b Geothermal DH, 2000m, A | Geothermal plant, absorption heat pump, 2000 m, dh temp 80/40 degree - renewable heat - geothermal - medium | Geothermal plant, absorption heat pump, 2000 m, dh temp 80/40 degree | renewable heat | geothermal | medium | Technology-specific data | Heat generation from heat pumps [MW_h] | Heat generation from heat pumps |  | MW_h |  | A | 1 | upper | 2025 | 1.9978
45.2.b Geothermal DH, 2000m, A | Geothermal plant, absorption heat pump, 2000 m, dh temp 80/40 degree - renewable heat - geothermal - medium | Geothermal plant, absorption heat pump, 2000 m, dh temp 80/40 degree | renewable heat | geothermal | medium | Technology-specific data | Heat generation from heat pumps [MW_h] | Heat generation from heat pumps |  | MW_h |  | A | 1 | ctrl | 2030 | 5.2466
45.2.b Geothermal DH, 2000m, A | Geothermal plant, absorption heat pump, 2000 m, dh temp 80/40 degree - renewable heat - geothermal - medium | Geothermal plant, absorption heat pump, 2000 m, dh temp 80/40 degree | renewable heat | geothermal | medium | Technology-specific data | Heat generation from heat pumps [MW_h] | Heat generation from heat pumps |  | MW_h |  | A | 1 | ctrl | 2040 | 5.1757
45.2.b Geothermal DH, 2000m, A | Geothermal plant, absorption heat pump, 2000 m, dh temp 80/40 degree - renewable heat - geothermal - medium | Geothermal plant, absorption heat pump, 2000 m, dh temp 80/40 degree | renewable heat | geothermal | medium | Technology-specific data | Heat generation from heat pumps [MW_h] | Heat generation from heat pumps |  | MW_h |  | A | 1 | ctrl | 2050 | 5.1067
45.2.b Geothermal DH, 2000m, A | Geothermal plant, absorption heat pump, 2000 m, dh temp 80/40 degree - renewable heat - geothermal - medium | Geothermal plant, absorption heat pump, 2000 m, dh temp 80/40 degree | renewable heat | geothermal | medium | Technology-specific data | Heat generation from heat pumps [MW_h] | Heat generation from heat pumps |  | MW_h |  | A | 1 | lower | 2050 | 8.6452
45.2.b Geothermal DH, 2000m, A | Geothermal plant, absorption heat pump, 2000 m, dh temp 80/40 degree - renewable heat - geothermal - medium | Geothermal plant, absorption heat pump, 2000 m, dh temp 80/40 degree | renewable heat | geothermal | medium | Technology-specific data | Heat generation from heat pumps [MW_h] | Heat generation from heat pumps |  | MW_h |  | A | 1 | upper | 2050 | 1.9179
45.2.b Geothermal DH, 2000m, A | Geothermal plant, absorption heat pump, 2000 m, dh temp 80/40 degree - renewable heat - geothermal - medium | Geothermal plant, absorption heat pump, 2000 m, dh temp 80/40 degree | renewable heat | geothermal | medium | Technology-specific data | Number of injection wells | Number of injection wells |  |  |  | [L, N] | 1 | ctrl | 2020 | 4
45.2.b Geothermal DH, 2000m, A | Geothermal plant, absorption heat pump, 2000 m, dh temp 80/40 degree - renewable heat - geothermal - medium | Geothermal plant, absorption heat pump, 2000 m, dh temp 80/40 degree | renewable heat | geothermal | medium | Technology-specific data | Number of injection wells | Number of injection wells |  |  |  | [L, N] | 1 | ctrl | 2025 | 4
45.2.b Geothermal DH, 2000m, A | Geothermal plant, absorption heat pump, 2000 m, dh temp 80/40 degree - renewable heat - geothermal - medium | Geothermal plant, absorption heat pump, 2000 m, dh temp 80/40 degree | renewable heat | geothermal | medium | Technology-specific data | Number of injection wells | Number of injection wells |  |  |  | [L, N] | 1 | lower | 2025 | 3
45.2.b Geothermal DH, 2000m, A | Geothermal plant, absorption heat pump, 2000 m, dh temp 80/40 degree - renewable heat - geothermal - medium | Geothermal plant, absorption heat pump, 2000 m, dh temp 80/40 degree | renewable heat | geothermal | medium | Technology-specific data | Number of injection wells | Number of injection wells |  |  |  | [L, N] | 1 | upper | 2025 | 2
45.2.b Geothermal DH, 2000m, A | Geothermal plant, absorption heat pump, 2000 m, dh temp 80/40 degree - renewable heat - geothermal - medium | Geothermal plant, absorption heat pump, 2000 m, dh temp 80/40 degree | renewable heat | geothermal | medium | Technology-specific data | Number of injection wells | Number of injection wells |  |  |  | [L, N] | 1 | ctrl | 2030 | 4
45.2.b Geothermal DH, 2000m, A | Geothermal plant, absorption heat pump, 2000 m, dh temp 80/40 degree - renewable heat - geothermal - medium | Geothermal plant, absorption heat pump, 2000 m, dh temp 80/40 degree | renewable heat | geothermal | medium | Technology-specific data | Number of injection wells | Number of injection wells |  |  |  | [L, N] | 1 | ctrl | 2040 | 4
45.2.b Geothermal DH, 2000m, A | Geothermal plant, absorption heat pump, 2000 m, dh temp 80/40 degree - renewable heat - geothermal - medium | Geothermal plant, absorption heat pump, 2000 m, dh temp 80/40 degree | renewable heat | geothermal | medium | Technology-specific data | Number of injection wells | Number of injection wells |  |  |  | [L, N] | 1 | ctrl | 2050 | 4
45.2.b Geothermal DH, 2000m, A | Geothermal plant, absorption heat pump, 2000 m, dh temp 80/40 degree - renewable heat - geothermal - medium | Geothermal plant, absorption heat pump, 2000 m, dh temp 80/40 degree | renewable heat | geothermal | medium | Technology-specific data | Number of injection wells | Number of injection wells |  |  |  | [L, N] | 1 | lower | 2050 | 3
45.2.b Geothermal DH, 2000m, A | Geothermal plant, absorption heat pump, 2000 m, dh temp 80/40 degree - renewable heat - geothermal - medium | Geothermal plant, absorption heat pump, 2000 m, dh temp 80/40 degree | renewable heat | geothermal | medium | Technology-specific data | Number of injection wells | Number of injection wells |  |  |  | [L, N] | 1 | upper | 2050 | 2
45.2.b Geothermal DH, 2000m, A | Geothermal plant, absorption heat pump, 2000 m, dh temp 80/40 degree - renewable heat - geothermal - medium | Geothermal plant, absorption heat pump, 2000 m, dh temp 80/40 degree | renewable heat | geothermal | medium | Technology-specific data | Number of production wells | Number of production wells |  |  |  | [L, N] | 1 | ctrl | 2020 | 2
45.2.b Geothermal DH, 2000m, A | Geothermal plant, absorption heat pump, 2000 m, dh temp 80/40 degree - renewable heat - geothermal - medium | Geothermal plant, absorption heat pump, 2000 m, dh temp 80/40 degree | renewable heat | geothermal | medium | Technology-specific data | Number of production wells | Number of production wells |  |  |  | [L, N] | 1 | ctrl | 2025 | 2
45.2.b Geothermal DH, 2000m, A | Geothermal plant, absorption heat pump, 2000 m, dh temp 80/40 degree - renewable heat - geothermal - medium | Geothermal plant, absorption heat pump, 2000 m, dh temp 80/40 degree | renewable heat | geothermal | medium | Technology-specific data | Number of production wells | Number of production wells |  |  |  | [L, N] | 1 | lower | 2025 | 3
45.2.b Geothermal DH, 2000m, A | Geothermal plant, absorption heat pump, 2000 m, dh temp 80/40 degree - renewable heat - geothermal - medium | Geothermal plant, absorption heat pump, 2000 m, dh temp 80/40 degree | renewable heat | geothermal | medium | Technology-specific data | Number of production wells | Number of production wells |  |  |  | [L, N] | 1 | upper | 2025 | 1
45.2.b Geothermal DH, 2000m, A | Geothermal plant, absorption heat pump, 2000 m, dh temp 80/40 degree - renewable heat - geothermal - medium | Geothermal plant, absorption heat pump, 2000 m, dh temp 80/40 degree | renewable heat | geothermal | medium | Technology-specific data | Number of production wells | Number of production wells |  |  |  | [L, N] | 1 | ctrl | 2030 | 2
45.2.b Geothermal DH, 2000m, A | Geothermal plant, absorption heat pump, 2000 m, dh temp 80/40 degree - renewable heat - geothermal - medium | Geothermal plant, absorption heat pump, 2000 m, dh temp 80/40 degree | renewable heat | geothermal | medium | Technology-specific data | Number of production wells | Number of production wells |  |  |  | [L, N] | 1 | ctrl | 2040 | 2
45.2.b Geothermal DH, 2000m, A | Geothermal plant, absorption heat pump, 2000 m, dh temp 80/40 degree - renewable heat - geothermal - medium | Geothermal plant, absorption heat pump, 2000 m, dh temp 80/40 degree | renewable heat | geothermal | medium | Technology-specific data | Number of production wells | Number of production wells |  |  |  | [L, N] | 1 | ctrl | 2050 | 2
45.2.b Geothermal DH, 2000m, A | Geothermal plant, absorption heat pump, 2000 m, dh temp 80/40 degree - renewable heat - geothermal - medium | Geothermal plant, absorption heat pump, 2000 m, dh temp 80/40 degree | renewable heat | geothermal | medium | Technology-specific data | Number of production wells | Number of production wells |  |  |  | [L, N] | 1 | lower | 2050 | 3
45.2.b Geothermal DH, 2000m, A | Geothermal plant, absorption heat pump, 2000 m, dh temp 80/40 degree - renewable heat - geothermal - medium | Geothermal plant, absorption heat pump, 2000 m, dh temp 80/40 degree | renewable heat | geothermal | medium | Technology-specific data | Number of production wells | Number of production wells |  |  |  | [L, N] | 1 | upper | 2050 | 1
45.2.b Geothermal DH, 2000m, A | Geothermal plant, absorption heat pump, 2000 m, dh temp 80/40 degree - renewable heat - geothermal - medium | Geothermal plant, absorption heat pump, 2000 m, dh temp 80/40 degree | renewable heat | geothermal | medium | Technology-specific data | Heat pump SCOP (net, annual average) [] | Heat pump SCOP | net, annual average | [] |  | [A, N] |  | ctrl | 2020 | 1.71
45.2.b Geothermal DH, 2000m, A | Geothermal plant, absorption heat pump, 2000 m, dh temp 80/40 degree - renewable heat - geothermal - medium | Geothermal plant, absorption heat pump, 2000 m, dh temp 80/40 degree | renewable heat | geothermal | medium | Technology-specific data | Heat pump SCOP (net, annual average) [] | Heat pump SCOP | net, annual average | [] |  | [A, N] |  | ctrl | 2025 | 1.72
45.2.b Geothermal DH, 2000m, A | Geothermal plant, absorption heat pump, 2000 m, dh temp 80/40 degree - renewable heat - geothermal - medium | Geothermal plant, absorption heat pump, 2000 m, dh temp 80/40 degree | renewable heat | geothermal | medium | Technology-specific data | Heat pump SCOP (net, annual average) [] | Heat pump SCOP | net, annual average | [] |  | [A, N] |  | lower | 2025 | 1.72
45.2.b Geothermal DH, 2000m, A | Geothermal plant, absorption heat pump, 2000 m, dh temp 80/40 degree - renewable heat - geothermal - medium | Geothermal plant, absorption heat pump, 2000 m, dh temp 80/40 degree | renewable heat | geothermal | medium | Technology-specific data | Heat pump SCOP (net, annual average) [] | Heat pump SCOP | net, annual average | [] |  | [A, N] |  | upper | 2025 | 1.72
45.2.b Geothermal DH, 2000m, A | Geothermal plant, absorption heat pump, 2000 m, dh temp 80/40 degree - renewable heat - geothermal - medium | Geothermal plant, absorption heat pump, 2000 m, dh temp 80/40 degree | renewable heat | geothermal | medium | Technology-specific data | Heat pump SCOP (net, annual average) [] | Heat pump SCOP | net, annual average | [] |  | [A, N] |  | ctrl | 2030 | 1.73
45.2.b Geothermal DH, 2000m, A | Geothermal plant, absorption heat pump, 2000 m, dh temp 80/40 degree - renewable heat - geothermal - medium | Geothermal plant, absorption heat pump, 2000 m, dh temp 80/40 degree | renewable heat | geothermal | medium | Technology-specific data | Heat pump SCOP (net, annual average) [] | Heat pump SCOP | net, annual average | [] |  | [A, N] |  | ctrl | 2040 | 1.74
45.2.b Geothermal DH, 2000m, A | Geothermal plant, absorption heat pump, 2000 m, dh temp 80/40 degree - renewable heat - geothermal - medium | Geothermal plant, absorption heat pump, 2000 m, dh temp 80/40 degree | renewable heat | geothermal | medium | Technology-specific data | Heat pump SCOP (net, annual average) [] | Heat pump SCOP | net, annual average | [] |  | [A, N] |  | ctrl | 2050 | 1.75
45.2.b Geothermal DH, 2000m, A | Geothermal plant, absorption heat pump, 2000 m, dh temp 80/40 degree - renewable heat - geothermal - medium | Geothermal plant, absorption heat pump, 2000 m, dh temp 80/40 degree | renewable heat | geothermal | medium | Technology-specific data | Heat pump SCOP (net, annual average) [] | Heat pump SCOP | net, annual average | [] |  | [A, N] |  | lower | 2050 | 1.75
45.2.b Geothermal DH, 2000m, A | Geothermal plant, absorption heat pump, 2000 m, dh temp 80/40 degree - renewable heat - geothermal - medium | Geothermal plant, absorption heat pump, 2000 m, dh temp 80/40 degree | renewable heat | geothermal | medium | Technology-specific data | Heat pump SCOP (net, annual average) [] | Heat pump SCOP | net, annual average | [] |  | [A, N] |  | upper | 2050 | 1.75
45.3.a Geoth. DH, 1200m, E (LT) | Geothermal plant, electric heat pump, 2000 m, dh temp 70/35 degree - renewable heat - geothermal - medium | Geothermal plant, electric heat pump, 2000 m, dh temp 70/35 degree | renewable heat | geothermal | medium | Energy/technical data | Auxiliary Electricity consumption (share of heat gen.) [] | Auxiliary Electricity consumption | share of heat gen. | [] |  | B | [2, 3, 4] | ctrl | 2020 | 0.043039
45.3.a Geoth. DH, 1200m, E (LT) | Geothermal plant, electric heat pump, 2000 m, dh temp 70/35 degree - renewable heat - geothermal - medium | Geothermal plant, electric heat pump, 2000 m, dh temp 70/35 degree | renewable heat | geothermal | medium | Energy/technical data | Auxiliary Electricity consumption (share of heat gen.) [] | Auxiliary Electricity consumption | share of heat gen. | [] |  | B | [2, 3, 4] | ctrl | 2025 | 0.043177
45.3.a Geoth. DH, 1200m, E (LT) | Geothermal plant, electric heat pump, 2000 m, dh temp 70/35 degree - renewable heat - geothermal - medium | Geothermal plant, electric heat pump, 2000 m, dh temp 70/35 degree | renewable heat | geothermal | medium | Energy/technical data | Auxiliary Electricity consumption (share of heat gen.) [] | Auxiliary Electricity consumption | share of heat gen. | [] |  | B | [2, 3, 4] | lower | 2025 | 0.017214
45.3.a Geoth. DH, 1200m, E (LT) | Geothermal plant, electric heat pump, 2000 m, dh temp 70/35 degree - renewable heat - geothermal - medium | Geothermal plant, electric heat pump, 2000 m, dh temp 70/35 degree | renewable heat | geothermal | medium | Energy/technical data | Auxiliary Electricity consumption (share of heat gen.) [] | Auxiliary Electricity consumption | share of heat gen. | [] |  | B | [2, 3, 4] | upper | 2025 | 0.077488
45.3.a Geoth. DH, 1200m, E (LT) | Geothermal plant, electric heat pump, 2000 m, dh temp 70/35 degree - renewable heat - geothermal - medium | Geothermal plant, electric heat pump, 2000 m, dh temp 70/35 degree | renewable heat | geothermal | medium | Energy/technical data | Auxiliary Electricity consumption (share of heat gen.) [] | Auxiliary Electricity consumption | share of heat gen. | [] |  | B | [2, 3, 4] | ctrl | 2030 | 0.04331
45.3.a Geoth. DH, 1200m, E (LT) | Geothermal plant, electric heat pump, 2000 m, dh temp 70/35 degree - renewable heat - geothermal - medium | Geothermal plant, electric heat pump, 2000 m, dh temp 70/35 degree | renewable heat | geothermal | medium | Energy/technical data | Auxiliary Electricity consumption (share of heat gen.) [] | Auxiliary Electricity consumption | share of heat gen. | [] |  | B | [2, 3, 4] | ctrl | 2040 | 0.04356
45.3.a Geoth. DH, 1200m, E (LT) | Geothermal plant, electric heat pump, 2000 m, dh temp 70/35 degree - renewable heat - geothermal - medium | Geothermal plant, electric heat pump, 2000 m, dh temp 70/35 degree | renewable heat | geothermal | medium | Energy/technical data | Auxiliary Electricity consumption (share of heat gen.) [] | Auxiliary Electricity consumption | share of heat gen. | [] |  | B | [2, 3, 4] | ctrl | 2050 | 0.043679
45.3.a Geoth. DH, 1200m, E (LT) | Geothermal plant, electric heat pump, 2000 m, dh temp 70/35 degree - renewable heat - geothermal - medium | Geothermal plant, electric heat pump, 2000 m, dh temp 70/35 degree | renewable heat | geothermal | medium | Energy/technical data | Auxiliary Electricity consumption (share of heat gen.) [] | Auxiliary Electricity consumption | share of heat gen. | [] |  | B | [2, 3, 4] | lower | 2050 | 0.017214
45.3.a Geoth. DH, 1200m, E (LT) | Geothermal plant, electric heat pump, 2000 m, dh temp 70/35 degree - renewable heat - geothermal - medium | Geothermal plant, electric heat pump, 2000 m, dh temp 70/35 degree | renewable heat | geothermal | medium | Energy/technical data | Auxiliary Electricity consumption (share of heat gen.) [] | Auxiliary Electricity consumption | share of heat gen. | [] |  | B | [2, 3, 4] | upper | 2050 | 0.077488
45.3.a Geoth. DH, 1200m, E (LT) | Geothermal plant, electric heat pump, 2000 m, dh temp 70/35 degree - renewable heat - geothermal - medium | Geothermal plant, electric heat pump, 2000 m, dh temp 70/35 degree | renewable heat | geothermal | medium | Energy/technical data | Construction time [years] | Construction time |  | years |  |  | 5 | ctrl | 2020 | 4.5
45.3.a Geoth. DH, 1200m, E (LT) | Geothermal plant, electric heat pump, 2000 m, dh temp 70/35 degree - renewable heat - geothermal - medium | Geothermal plant, electric heat pump, 2000 m, dh temp 70/35 degree | renewable heat | geothermal | medium | Energy/technical data | Construction time [years] | Construction time |  | years |  |  | 5 | ctrl | 2025 | 4.5
45.3.a Geoth. DH, 1200m, E (LT) | Geothermal plant, electric heat pump, 2000 m, dh temp 70/35 degree - renewable heat - geothermal - medium | Geothermal plant, electric heat pump, 2000 m, dh temp 70/35 degree | renewable heat | geothermal | medium | Energy/technical data | Construction time [years] | Construction time |  | years |  |  | 5 | lower | 2025 | 4
45.3.a Geoth. DH, 1200m, E (LT) | Geothermal plant, electric heat pump, 2000 m, dh temp 70/35 degree - renewable heat - geothermal - medium | Geothermal plant, electric heat pump, 2000 m, dh temp 70/35 degree | renewable heat | geothermal | medium | Energy/technical data | Construction time [years] | Construction time |  | years |  |  | 5 | upper | 2025 | 5
45.3.a Geoth. DH, 1200m, E (LT) | Geothermal plant, electric heat pump, 2000 m, dh temp 70/35 degree - renewable heat - geothermal - medium | Geothermal plant, electric heat pump, 2000 m, dh temp 70/35 degree | renewable heat | geothermal | medium | Energy/technical data | Construction time [years] | Construction time |  | years |  |  | 5 | ctrl | 2030 | 4
45.3.a Geoth. DH, 1200m, E (LT) | Geothermal plant, electric heat pump, 2000 m, dh temp 70/35 degree - renewable heat - geothermal - medium | Geothermal plant, electric heat pump, 2000 m, dh temp 70/35 degree | renewable heat | geothermal | medium | Energy/technical data | Construction time [years] | Construction time |  | years |  |  | 5 | ctrl | 2040 | 4
45.3.a Geoth. DH, 1200m, E (LT) | Geothermal plant, electric heat pump, 2000 m, dh temp 70/35 degree - renewable heat - geothermal - medium | Geothermal plant, electric heat pump, 2000 m, dh temp 70/35 degree | renewable heat | geothermal | medium | Energy/technical data | Construction time [years] | Construction time |  | years |  |  | 5 | ctrl | 2050 | 4
45.3.a Geoth. DH, 1200m, E (LT) | Geothermal plant, electric heat pump, 2000 m, dh temp 70/35 degree - renewable heat - geothermal - medium | Geothermal plant, electric heat pump, 2000 m, dh temp 70/35 degree | renewable heat | geothermal | medium | Energy/technical data | Construction time [years] | Construction time |  | years |  |  | 5 | lower | 2050 | 3
45.3.a Geoth. DH, 1200m, E (LT) | Geothermal plant, electric heat pump, 2000 m, dh temp 70/35 degree - renewable heat - geothermal - medium | Geothermal plant, electric heat pump, 2000 m, dh temp 70/35 degree | renewable heat | geothermal | medium | Energy/technical data | Construction time [years] | Construction time |  | years |  |  | 5 | upper | 2050 | 5
45.3.a Geoth. DH, 1200m, E (LT) | Geothermal plant, electric heat pump, 2000 m, dh temp 70/35 degree - renewable heat - geothermal - medium | Geothermal plant, electric heat pump, 2000 m, dh temp 70/35 degree | renewable heat | geothermal | medium | Energy/technical data | Forced outage [] | Forced outage |  | [] |  |  | 5 | ctrl | 2020 | 0.02
45.3.a Geoth. DH, 1200m, E (LT) | Geothermal plant, electric heat pump, 2000 m, dh temp 70/35 degree - renewable heat - geothermal - medium | Geothermal plant, electric heat pump, 2000 m, dh temp 70/35 degree | renewable heat | geothermal | medium | Energy/technical data | Forced outage [] | Forced outage |  | [] |  |  | 5 | ctrl | 2025 | 0.02
45.3.a Geoth. DH, 1200m, E (LT) | Geothermal plant, electric heat pump, 2000 m, dh temp 70/35 degree - renewable heat - geothermal - medium | Geothermal plant, electric heat pump, 2000 m, dh temp 70/35 degree | renewable heat | geothermal | medium | Energy/technical data | Forced outage [] | Forced outage |  | [] |  |  | 5 | lower | 2025 | 0.01
45.3.a Geoth. DH, 1200m, E (LT) | Geothermal plant, electric heat pump, 2000 m, dh temp 70/35 degree - renewable heat - geothermal - medium | Geothermal plant, electric heat pump, 2000 m, dh temp 70/35 degree | renewable heat | geothermal | medium | Energy/technical data | Forced outage [] | Forced outage |  | [] |  |  | 5 | upper | 2025 | 0.03
45.3.a Geoth. DH, 1200m, E (LT) | Geothermal plant, electric heat pump, 2000 m, dh temp 70/35 degree - renewable heat - geothermal - medium | Geothermal plant, electric heat pump, 2000 m, dh temp 70/35 degree | renewable heat | geothermal | medium | Energy/technical data | Forced outage [] | Forced outage |  | [] |  |  | 5 | ctrl | 2030 | 0.02
45.3.a Geoth. DH, 1200m, E (LT) | Geothermal plant, electric heat pump, 2000 m, dh temp 70/35 degree - renewable heat - geothermal - medium | Geothermal plant, electric heat pump, 2000 m, dh temp 70/35 degree | renewable heat | geothermal | medium | Energy/technical data | Forced outage [] | Forced outage |  | [] |  |  | 5 | ctrl | 2040 | 0.02
45.3.a Geoth. DH, 1200m, E (LT) | Geothermal plant, electric heat pump, 2000 m, dh temp 70/35 degree - renewable heat - geothermal - medium | Geothermal plant, electric heat pump, 2000 m, dh temp 70/35 degree | renewable heat | geothermal | medium | Energy/technical data | Forced outage [] | Forced outage |  | [] |  |  | 5 | ctrl | 2050 | 0.02
45.3.a Geoth. DH, 1200m, E (LT) | Geothermal plant, electric heat pump, 2000 m, dh temp 70/35 degree - renewable heat - geothermal - medium | Geothermal plant, electric heat pump, 2000 m, dh temp 70/35 degree | renewable heat | geothermal | medium | Energy/technical data | Forced outage [] | Forced outage |  | [] |  |  | 5 | lower | 2050 | 0.01
45.3.a Geoth. DH, 1200m, E (LT) | Geothermal plant, electric heat pump, 2000 m, dh temp 70/35 degree - renewable heat - geothermal - medium | Geothermal plant, electric heat pump, 2000 m, dh temp 70/35 degree | renewable heat | geothermal | medium | Energy/technical data | Forced outage [] | Forced outage |  | [] |  |  | 5 | upper | 2050 | 0.03
45.3.a Geoth. DH, 1200m, E (LT) | Geothermal plant, electric heat pump, 2000 m, dh temp 70/35 degree - renewable heat - geothermal - medium | Geothermal plant, electric heat pump, 2000 m, dh temp 70/35 degree | renewable heat | geothermal | medium | Energy/technical data | Generating capacity for one unit [MW_h] | Generating capacity for one unit |  | MW_h |  | [I, A] | [1, 2] | ctrl | 2020 | 10.9321
45.3.a Geoth. DH, 1200m, E (LT) | Geothermal plant, electric heat pump, 2000 m, dh temp 70/35 degree - renewable heat - geothermal - medium | Geothermal plant, electric heat pump, 2000 m, dh temp 70/35 degree | renewable heat | geothermal | medium | Energy/technical data | Generating capacity for one unit [MW_h] | Generating capacity for one unit |  | MW_h |  | [I, A] | [1, 2] | ctrl | 2025 | 10.8971
45.3.a Geoth. DH, 1200m, E (LT) | Geothermal plant, electric heat pump, 2000 m, dh temp 70/35 degree - renewable heat - geothermal - medium | Geothermal plant, electric heat pump, 2000 m, dh temp 70/35 degree | renewable heat | geothermal | medium | Energy/technical data | Generating capacity for one unit [MW_h] | Generating capacity for one unit |  | MW_h |  | [I, A] | [1, 2] | lower | 2025 | 18.45
45.3.a Geoth. DH, 1200m, E (LT) | Geothermal plant, electric heat pump, 2000 m, dh temp 70/35 degree - renewable heat - geothermal - medium | Geothermal plant, electric heat pump, 2000 m, dh temp 70/35 degree | renewable heat | geothermal | medium | Energy/technical data | Generating capacity for one unit [MW_h] | Generating capacity for one unit |  | MW_h |  | [I, A] | [1, 2] | upper | 2025 | 4.1
45.3.a Geoth. DH, 1200m, E (LT) | Geothermal plant, electric heat pump, 2000 m, dh temp 70/35 degree - renewable heat - geothermal - medium | Geothermal plant, electric heat pump, 2000 m, dh temp 70/35 degree | renewable heat | geothermal | medium | Energy/technical data | Generating capacity for one unit [MW_h] | Generating capacity for one unit |  | MW_h |  | [I, A] | [1, 2] | ctrl | 2030 | 10.8636
45.3.a Geoth. DH, 1200m, E (LT) | Geothermal plant, electric heat pump, 2000 m, dh temp 70/35 degree - renewable heat - geothermal - medium | Geothermal plant, electric heat pump, 2000 m, dh temp 70/35 degree | renewable heat | geothermal | medium | Energy/technical data | Generating capacity for one unit [MW_h] | Generating capacity for one unit |  | MW_h |  | [I, A] | [1, 2] | ctrl | 2040 | 10.8011
45.3.a Geoth. DH, 1200m, E (LT) | Geothermal plant, electric heat pump, 2000 m, dh temp 70/35 degree - renewable heat - geothermal - medium | Geothermal plant, electric heat pump, 2000 m, dh temp 70/35 degree | renewable heat | geothermal | medium | Energy/technical data | Generating capacity for one unit [MW_h] | Generating capacity for one unit |  | MW_h |  | [I, A] | [1, 2] | ctrl | 2050 | 10.7718
45.3.a Geoth. DH, 1200m, E (LT) | Geothermal plant, electric heat pump, 2000 m, dh temp 70/35 degree - renewable heat - geothermal - medium | Geothermal plant, electric heat pump, 2000 m, dh temp 70/35 degree | renewable heat | geothermal | medium | Energy/technical data | Generating capacity for one unit [MW_h] | Generating capacity for one unit |  | MW_h |  | [I, A] | [1, 2] | lower | 2050 | 18.45
45.3.a Geoth. DH, 1200m, E (LT) | Geothermal plant, electric heat pump, 2000 m, dh temp 70/35 degree - renewable heat - geothermal - medium | Geothermal plant, electric heat pump, 2000 m, dh temp 70/35 degree | renewable heat | geothermal | medium | Energy/technical data | Generating capacity for one unit [MW_h] | Generating capacity for one unit |  | MW_h |  | [I, A] | [1, 2] | upper | 2050 | 4.1
45.3.a Geoth. DH, 1200m, E (LT) | Geothermal plant, electric heat pump, 2000 m, dh temp 70/35 degree - renewable heat - geothermal - medium | Geothermal plant, electric heat pump, 2000 m, dh temp 70/35 degree | renewable heat | geothermal | medium | Energy/technical data | Planned outage [weeks per year] | Planned outage |  | weeks per year |  |  | 5 | ctrl | 2020 | 2
45.3.a Geoth. DH, 1200m, E (LT) | Geothermal plant, electric heat pump, 2000 m, dh temp 70/35 degree - renewable heat - geothermal - medium | Geothermal plant, electric heat pump, 2000 m, dh temp 70/35 degree | renewable heat | geothermal | medium | Energy/technical data | Planned outage [weeks per year] | Planned outage |  | weeks per year |  |  | 5 | ctrl | 2025 | 2
45.3.a Geoth. DH, 1200m, E (LT) | Geothermal plant, electric heat pump, 2000 m, dh temp 70/35 degree - renewable heat - geothermal - medium | Geothermal plant, electric heat pump, 2000 m, dh temp 70/35 degree | renewable heat | geothermal | medium | Energy/technical data | Planned outage [weeks per year] | Planned outage |  | weeks per year |  |  | 5 | lower | 2025 | 1
45.3.a Geoth. DH, 1200m, E (LT) | Geothermal plant, electric heat pump, 2000 m, dh temp 70/35 degree - renewable heat - geothermal - medium | Geothermal plant, electric heat pump, 2000 m, dh temp 70/35 degree | renewable heat | geothermal | medium | Energy/technical data | Planned outage [weeks per year] | Planned outage |  | weeks per year |  |  | 5 | upper | 2025 | 4
45.3.a Geoth. DH, 1200m, E (LT) | Geothermal plant, electric heat pump, 2000 m, dh temp 70/35 degree - renewable heat - geothermal - medium | Geothermal plant, electric heat pump, 2000 m, dh temp 70/35 degree | renewable heat | geothermal | medium | Energy/technical data | Planned outage [weeks per year] | Planned outage |  | weeks per year |  |  | 5 | ctrl | 2030 | 2
45.3.a Geoth. DH, 1200m, E (LT) | Geothermal plant, electric heat pump, 2000 m, dh temp 70/35 degree - renewable heat - geothermal - medium | Geothermal plant, electric heat pump, 2000 m, dh temp 70/35 degree | renewable heat | geothermal | medium | Energy/technical data | Planned outage [weeks per year] | Planned outage |  | weeks per year |  |  | 5 | ctrl | 2040 | 2
45.3.a Geoth. DH, 1200m, E (LT) | Geothermal plant, electric heat pump, 2000 m, dh temp 70/35 degree - renewable heat - geothermal - medium | Geothermal plant, electric heat pump, 2000 m, dh temp 70/35 degree | renewable heat | geothermal | medium | Energy/technical data | Planned outage [weeks per year] | Planned outage |  | weeks per year |  |  | 5 | ctrl | 2050 | 2
45.3.a Geoth. DH, 1200m, E (LT) | Geothermal plant, electric heat pump, 2000 m, dh temp 70/35 degree - renewable heat - geothermal - medium | Geothermal plant, electric heat pump, 2000 m, dh temp 70/35 degree | renewable heat | geothermal | medium | Energy/technical data | Planned outage [weeks per year] | Planned outage |  | weeks per year |  |  | 5 | lower | 2050 | 1
45.3.a Geoth. DH, 1200m, E (LT) | Geothermal plant, electric heat pump, 2000 m, dh temp 70/35 degree - renewable heat - geothermal - medium | Geothermal plant, electric heat pump, 2000 m, dh temp 70/35 degree | renewable heat | geothermal | medium | Energy/technical data | Planned outage [weeks per year] | Planned outage |  | weeks per year |  |  | 5 | upper | 2050 | 4
45.3.a Geoth. DH, 1200m, E (LT) | Geothermal plant, electric heat pump, 2000 m, dh temp 70/35 degree - renewable heat - geothermal - medium | Geothermal plant, electric heat pump, 2000 m, dh temp 70/35 degree | renewable heat | geothermal | medium | Energy/technical data | Space requirement [1000 m2/MW_h] | Space requirement |  | 1000 m2/MW_h |  | D | 5 | ctrl | 2020 | 5
45.3.a Geoth. DH, 1200m, E (LT) | Geothermal plant, electric heat pump, 2000 m, dh temp 70/35 degree - renewable heat - geothermal - medium | Geothermal plant, electric heat pump, 2000 m, dh temp 70/35 degree | renewable heat | geothermal | medium | Energy/technical data | Space requirement [1000 m2/MW_h] | Space requirement |  | 1000 m2/MW_h |  | D | 5 | ctrl | 2025 | 5
45.3.a Geoth. DH, 1200m, E (LT) | Geothermal plant, electric heat pump, 2000 m, dh temp 70/35 degree - renewable heat - geothermal - medium | Geothermal plant, electric heat pump, 2000 m, dh temp 70/35 degree | renewable heat | geothermal | medium | Energy/technical data | Space requirement [1000 m2/MW_h] | Space requirement |  | 1000 m2/MW_h |  | D | 5 | lower | 2025 | 3
45.3.a Geoth. DH, 1200m, E (LT) | Geothermal plant, electric heat pump, 2000 m, dh temp 70/35 degree - renewable heat - geothermal - medium | Geothermal plant, electric heat pump, 2000 m, dh temp 70/35 degree | renewable heat | geothermal | medium | Energy/technical data | Space requirement [1000 m2/MW_h] | Space requirement |  | 1000 m2/MW_h |  | D | 5 | upper | 2025 | 7
45.3.a Geoth. DH, 1200m, E (LT) | Geothermal plant, electric heat pump, 2000 m, dh temp 70/35 degree - renewable heat - geothermal - medium | Geothermal plant, electric heat pump, 2000 m, dh temp 70/35 degree | renewable heat | geothermal | medium | Energy/technical data | Space requirement [1000 m2/MW_h] | Space requirement |  | 1000 m2/MW_h |  | D | 5 | ctrl | 2030 | 5
45.3.a Geoth. DH, 1200m, E (LT) | Geothermal plant, electric heat pump, 2000 m, dh temp 70/35 degree - renewable heat - geothermal - medium | Geothermal plant, electric heat pump, 2000 m, dh temp 70/35 degree | renewable heat | geothermal | medium | Energy/technical data | Space requirement [1000 m2/MW_h] | Space requirement |  | 1000 m2/MW_h |  | D | 5 | ctrl | 2040 | 5
45.3.a Geoth. DH, 1200m, E (LT) | Geothermal plant, electric heat pump, 2000 m, dh temp 70/35 degree - renewable heat - geothermal - medium | Geothermal plant, electric heat pump, 2000 m, dh temp 70/35 degree | renewable heat | geothermal | medium | Energy/technical data | Space requirement [1000 m2/MW_h] | Space requirement |  | 1000 m2/MW_h |  | D | 5 | ctrl | 2050 | 5
45.3.a Geoth. DH, 1200m, E (LT) | Geothermal plant, electric heat pump, 2000 m, dh temp 70/35 degree - renewable heat - geothermal - medium | Geothermal plant, electric heat pump, 2000 m, dh temp 70/35 degree | renewable heat | geothermal | medium | Energy/technical data | Space requirement [1000 m2/MW_h] | Space requirement |  | 1000 m2/MW_h |  | D | 5 | lower | 2050 | 3
45.3.a Geoth. DH, 1200m, E (LT) | Geothermal plant, electric heat pump, 2000 m, dh temp 70/35 degree - renewable heat - geothermal - medium | Geothermal plant, electric heat pump, 2000 m, dh temp 70/35 degree | renewable heat | geothermal | medium | Energy/technical data | Space requirement [1000 m2/MW_h] | Space requirement |  | 1000 m2/MW_h |  | D | 5 | upper | 2050 | 7
45.3.a Geoth. DH, 1200m, E (LT) | Geothermal plant, electric heat pump, 2000 m, dh temp 70/35 degree - renewable heat - geothermal - medium | Geothermal plant, electric heat pump, 2000 m, dh temp 70/35 degree | renewable heat | geothermal | medium | Energy/technical data | Technical lifetime [years] | Technical lifetime |  | years |  |  | 5 | ctrl | 2020 | 25
45.3.a Geoth. DH, 1200m, E (LT) | Geothermal plant, electric heat pump, 2000 m, dh temp 70/35 degree - renewable heat - geothermal - medium | Geothermal plant, electric heat pump, 2000 m, dh temp 70/35 degree | renewable heat | geothermal | medium | Energy/technical data | Technical lifetime [years] | Technical lifetime |  | years |  |  | 5 | ctrl | 2025 | 25
45.3.a Geoth. DH, 1200m, E (LT) | Geothermal plant, electric heat pump, 2000 m, dh temp 70/35 degree - renewable heat - geothermal - medium | Geothermal plant, electric heat pump, 2000 m, dh temp 70/35 degree | renewable heat | geothermal | medium | Energy/technical data | Technical lifetime [years] | Technical lifetime |  | years |  |  | 5 | lower | 2025 | 25
45.3.a Geoth. DH, 1200m, E (LT) | Geothermal plant, electric heat pump, 2000 m, dh temp 70/35 degree - renewable heat - geothermal - medium | Geothermal plant, electric heat pump, 2000 m, dh temp 70/35 degree | renewable heat | geothermal | medium | Energy/technical data | Technical lifetime [years] | Technical lifetime |  | years |  |  | 5 | upper | 2025 | 30
45.3.a Geoth. DH, 1200m, E (LT) | Geothermal plant, electric heat pump, 2000 m, dh temp 70/35 degree - renewable heat - geothermal - medium | Geothermal plant, electric heat pump, 2000 m, dh temp 70/35 degree | renewable heat | geothermal | medium | Energy/technical data | Technical lifetime [years] | Technical lifetime |  | years |  |  | 5 | ctrl | 2030 | 30
45.3.a Geoth. DH, 1200m, E (LT) | Geothermal plant, electric heat pump, 2000 m, dh temp 70/35 degree - renewable heat - geothermal - medium | Geothermal plant, electric heat pump, 2000 m, dh temp 70/35 degree | renewable heat | geothermal | medium | Energy/technical data | Technical lifetime [years] | Technical lifetime |  | years |  |  | 5 | ctrl | 2040 | 30
45.3.a Geoth. DH, 1200m, E (LT) | Geothermal plant, electric heat pump, 2000 m, dh temp 70/35 degree - renewable heat - geothermal - medium | Geothermal plant, electric heat pump, 2000 m, dh temp 70/35 degree | renewable heat | geothermal | medium | Energy/technical data | Technical lifetime [years] | Technical lifetime |  | years |  |  | 5 | ctrl | 2050 | 30
45.3.a Geoth. DH, 1200m, E (LT) | Geothermal plant, electric heat pump, 2000 m, dh temp 70/35 degree - renewable heat - geothermal - medium | Geothermal plant, electric heat pump, 2000 m, dh temp 70/35 degree | renewable heat | geothermal | medium | Energy/technical data | Technical lifetime [years] | Technical lifetime |  | years |  |  | 5 | lower | 2050 | 25
45.3.a Geoth. DH, 1200m, E (LT) | Geothermal plant, electric heat pump, 2000 m, dh temp 70/35 degree - renewable heat - geothermal - medium | Geothermal plant, electric heat pump, 2000 m, dh temp 70/35 degree | renewable heat | geothermal | medium | Energy/technical data | Technical lifetime [years] | Technical lifetime |  | years |  |  | 5 | upper | 2050 | 35
45.3.a Geoth. DH, 1200m, E (LT) | Geothermal plant, electric heat pump, 2000 m, dh temp 70/35 degree - renewable heat - geothermal - medium | Geothermal plant, electric heat pump, 2000 m, dh temp 70/35 degree | renewable heat | geothermal | medium | Energy/technical data | Heat efficiency (net, annual average) [] | Heat efficiency | net, annual average | [] |  | AG |  | ctrl | 2020 | 5.4809
45.3.a Geoth. DH, 1200m, E (LT) | Geothermal plant, electric heat pump, 2000 m, dh temp 70/35 degree - renewable heat - geothermal - medium | Geothermal plant, electric heat pump, 2000 m, dh temp 70/35 degree | renewable heat | geothermal | medium | Energy/technical data | Heat efficiency (net, annual average) [] | Heat efficiency | net, annual average | [] |  | AG |  | ctrl | 2025 | 5.561
45.3.a Geoth. DH, 1200m, E (LT) | Geothermal plant, electric heat pump, 2000 m, dh temp 70/35 degree - renewable heat - geothermal - medium | Geothermal plant, electric heat pump, 2000 m, dh temp 70/35 degree | renewable heat | geothermal | medium | Energy/technical data | Heat efficiency (net, annual average) [] | Heat efficiency | net, annual average | [] |  | AG |  | lower | 2025 | 6.5168
45.3.a Geoth. DH, 1200m, E (LT) | Geothermal plant, electric heat pump, 2000 m, dh temp 70/35 degree - renewable heat - geothermal - medium | Geothermal plant, electric heat pump, 2000 m, dh temp 70/35 degree | renewable heat | geothermal | medium | Energy/technical data | Heat efficiency (net, annual average) [] | Heat efficiency | net, annual average | [] |  | AG |  | upper | 2025 | 4.678
45.3.a Geoth. DH, 1200m, E (LT) | Geothermal plant, electric heat pump, 2000 m, dh temp 70/35 degree - renewable heat - geothermal - medium | Geothermal plant, electric heat pump, 2000 m, dh temp 70/35 degree | renewable heat | geothermal | medium | Energy/technical data | Heat efficiency (net, annual average) [] | Heat efficiency | net, annual average | [] |  | AG |  | ctrl | 2030 | 5.6401
45.3.a Geoth. DH, 1200m, E (LT) | Geothermal plant, electric heat pump, 2000 m, dh temp 70/35 degree - renewable heat - geothermal - medium | Geothermal plant, electric heat pump, 2000 m, dh temp 70/35 degree | renewable heat | geothermal | medium | Energy/technical data | Heat efficiency (net, annual average) [] | Heat efficiency | net, annual average | [] |  | AG |  | ctrl | 2040 | 5.7959
45.3.a Geoth. DH, 1200m, E (LT) | Geothermal plant, electric heat pump, 2000 m, dh temp 70/35 degree - renewable heat - geothermal - medium | Geothermal plant, electric heat pump, 2000 m, dh temp 70/35 degree | renewable heat | geothermal | medium | Energy/technical data | Heat efficiency (net, annual average) [] | Heat efficiency | net, annual average | [] |  | AG |  | ctrl | 2050 | 5.8725
45.3.a Geoth. DH, 1200m, E (LT) | Geothermal plant, electric heat pump, 2000 m, dh temp 70/35 degree - renewable heat - geothermal - medium | Geothermal plant, electric heat pump, 2000 m, dh temp 70/35 degree | renewable heat | geothermal | medium | Energy/technical data | Heat efficiency (net, annual average) [] | Heat efficiency | net, annual average | [] |  | AG |  | lower | 2050 | 7.0429
45.3.a Geoth. DH, 1200m, E (LT) | Geothermal plant, electric heat pump, 2000 m, dh temp 70/35 degree - renewable heat - geothermal - medium | Geothermal plant, electric heat pump, 2000 m, dh temp 70/35 degree | renewable heat | geothermal | medium | Energy/technical data | Heat efficiency (net, annual average) [] | Heat efficiency | net, annual average | [] |  | AG |  | upper | 2050 | 4.9432
45.3.a Geoth. DH, 1200m, E (LT) | Geothermal plant, electric heat pump, 2000 m, dh temp 70/35 degree - renewable heat - geothermal - medium | Geothermal plant, electric heat pump, 2000 m, dh temp 70/35 degree | renewable heat | geothermal | medium | Environment | CH4 [g/GJ_i] | CH4 |  | g/GJ_i |  |  |  | ctrl | 2020
45.3.a Geoth. DH, 1200m, E (LT) | Geothermal plant, electric heat pump, 2000 m, dh temp 70/35 degree - renewable heat - geothermal - medium | Geothermal plant, electric heat pump, 2000 m, dh temp 70/35 degree | renewable heat | geothermal | medium | Environment | CH4 [g/GJ_i] | CH4 |  | g/GJ_i |  |  |  | ctrl | 2025
45.3.a Geoth. DH, 1200m, E (LT) | Geothermal plant, electric heat pump, 2000 m, dh temp 70/35 degree - renewable heat - geothermal - medium | Geothermal plant, electric heat pump, 2000 m, dh temp 70/35 degree | renewable heat | geothermal | medium | Environment | CH4 [g/GJ_i] | CH4 |  | g/GJ_i |  |  |  | lower | 2025
45.3.a Geoth. DH, 1200m, E (LT) | Geothermal plant, electric heat pump, 2000 m, dh temp 70/35 degree - renewable heat - geothermal - medium | Geothermal plant, electric heat pump, 2000 m, dh temp 70/35 degree | renewable heat | geothermal | medium | Environment | CH4 [g/GJ_i] | CH4 |  | g/GJ_i |  |  |  | upper | 2025
45.3.a Geoth. DH, 1200m, E (LT) | Geothermal plant, electric heat pump, 2000 m, dh temp 70/35 degree - renewable heat - geothermal - medium | Geothermal plant, electric heat pump, 2000 m, dh temp 70/35 degree | renewable heat | geothermal | medium | Environment | CH4 [g/GJ_i] | CH4 |  | g/GJ_i |  |  |  | ctrl | 2030
45.3.a Geoth. DH, 1200m, E (LT) | Geothermal plant, electric heat pump, 2000 m, dh temp 70/35 degree - renewable heat - geothermal - medium | Geothermal plant, electric heat pump, 2000 m, dh temp 70/35 degree | renewable heat | geothermal | medium | Environment | CH4 [g/GJ_i] | CH4 |  | g/GJ_i |  |  |  | ctrl | 2040
45.3.a Geoth. DH, 1200m, E (LT) | Geothermal plant, electric heat pump, 2000 m, dh temp 70/35 degree - renewable heat - geothermal - medium | Geothermal plant, electric heat pump, 2000 m, dh temp 70/35 degree | renewable heat | geothermal | medium | Environment | CH4 [g/GJ_i] | CH4 |  | g/GJ_i |  |  |  | ctrl | 2050
45.3.a Geoth. DH, 1200m, E (LT) | Geothermal plant, electric heat pump, 2000 m, dh temp 70/35 degree - renewable heat - geothermal - medium | Geothermal plant, electric heat pump, 2000 m, dh temp 70/35 degree | renewable heat | geothermal | medium | Environment | CH4 [g/GJ_i] | CH4 |  | g/GJ_i |  |  |  | lower | 2050
45.3.a Geoth. DH, 1200m, E (LT) | Geothermal plant, electric heat pump, 2000 m, dh temp 70/35 degree - renewable heat - geothermal - medium | Geothermal plant, electric heat pump, 2000 m, dh temp 70/35 degree | renewable heat | geothermal | medium | Environment | CH4 [g/GJ_i] | CH4 |  | g/GJ_i |  |  |  | upper | 2050
45.3.a Geoth. DH, 1200m, E (LT) | Geothermal plant, electric heat pump, 2000 m, dh temp 70/35 degree - renewable heat - geothermal - medium | Geothermal plant, electric heat pump, 2000 m, dh temp 70/35 degree | renewable heat | geothermal | medium | Environment | N2O [g/GJ_i] | N2O |  | g/GJ_i |  |  |  | ctrl | 2020
45.3.a Geoth. DH, 1200m, E (LT) | Geothermal plant, electric heat pump, 2000 m, dh temp 70/35 degree - renewable heat - geothermal - medium | Geothermal plant, electric heat pump, 2000 m, dh temp 70/35 degree | renewable heat | geothermal | medium | Environment | N2O [g/GJ_i] | N2O |  | g/GJ_i |  |  |  | ctrl | 2025
45.3.a Geoth. DH, 1200m, E (LT) | Geothermal plant, electric heat pump, 2000 m, dh temp 70/35 degree - renewable heat - geothermal - medium | Geothermal plant, electric heat pump, 2000 m, dh temp 70/35 degree | renewable heat | geothermal | medium | Environment | N2O [g/GJ_i] | N2O |  | g/GJ_i |  |  |  | lower | 2025
45.3.a Geoth. DH, 1200m, E (LT) | Geothermal plant, electric heat pump, 2000 m, dh temp 70/35 degree - renewable heat - geothermal - medium | Geothermal plant, electric heat pump, 2000 m, dh temp 70/35 degree | renewable heat | geothermal | medium | Environment | N2O [g/GJ_i] | N2O |  | g/GJ_i |  |  |  | upper | 2025
45.3.a Geoth. DH, 1200m, E (LT) | Geothermal plant, electric heat pump, 2000 m, dh temp 70/35 degree - renewable heat - geothermal - medium | Geothermal plant, electric heat pump, 2000 m, dh temp 70/35 degree | renewable heat | geothermal | medium | Environment | N2O [g/GJ_i] | N2O |  | g/GJ_i |  |  |  | ctrl | 2030
45.3.a Geoth. DH, 1200m, E (LT) | Geothermal plant, electric heat pump, 2000 m, dh temp 70/35 degree - renewable heat - geothermal - medium | Geothermal plant, electric heat pump, 2000 m, dh temp 70/35 degree | renewable heat | geothermal | medium | Environment | N2O [g/GJ_i] | N2O |  | g/GJ_i |  |  |  | ctrl | 2040
45.3.a Geoth. DH, 1200m, E (LT) | Geothermal plant, electric heat pump, 2000 m, dh temp 70/35 degree - renewable heat - geothermal - medium | Geothermal plant, electric heat pump, 2000 m, dh temp 70/35 degree | renewable heat | geothermal | medium | Environment | N2O [g/GJ_i] | N2O |  | g/GJ_i |  |  |  | ctrl | 2050
45.3.a Geoth. DH, 1200m, E (LT) | Geothermal plant, electric heat pump, 2000 m, dh temp 70/35 degree - renewable heat - geothermal - medium | Geothermal plant, electric heat pump, 2000 m, dh temp 70/35 degree | renewable heat | geothermal | medium | Environment | N2O [g/GJ_i] | N2O |  | g/GJ_i |  |  |  | lower | 2050
45.3.a Geoth. DH, 1200m, E (LT) | Geothermal plant, electric heat pump, 2000 m, dh temp 70/35 degree - renewable heat - geothermal - medium | Geothermal plant, electric heat pump, 2000 m, dh temp 70/35 degree | renewable heat | geothermal | medium | Environment | N2O [g/GJ_i] | N2O |  | g/GJ_i |  |  |  | upper | 2050
45.3.a Geoth. DH, 1200m, E (LT) | Geothermal plant, electric heat pump, 2000 m, dh temp 70/35 degree - renewable heat - geothermal - medium | Geothermal plant, electric heat pump, 2000 m, dh temp 70/35 degree | renewable heat | geothermal | medium | Environment | NOX [g/GJ_i] | NOX |  | g/GJ_i |  |  |  | ctrl | 2020
45.3.a Geoth. DH, 1200m, E (LT) | Geothermal plant, electric heat pump, 2000 m, dh temp 70/35 degree - renewable heat - geothermal - medium | Geothermal plant, electric heat pump, 2000 m, dh temp 70/35 degree | renewable heat | geothermal | medium | Environment | NOX [g/GJ_i] | NOX |  | g/GJ_i |  |  |  | ctrl | 2025
45.3.a Geoth. DH, 1200m, E (LT) | Geothermal plant, electric heat pump, 2000 m, dh temp 70/35 degree - renewable heat - geothermal - medium | Geothermal plant, electric heat pump, 2000 m, dh temp 70/35 degree | renewable heat | geothermal | medium | Environment | NOX [g/GJ_i] | NOX |  | g/GJ_i |  |  |  | lower | 2025
45.3.a Geoth. DH, 1200m, E (LT) | Geothermal plant, electric heat pump, 2000 m, dh temp 70/35 degree - renewable heat - geothermal - medium | Geothermal plant, electric heat pump, 2000 m, dh temp 70/35 degree | renewable heat | geothermal | medium | Environment | NOX [g/GJ_i] | NOX |  | g/GJ_i |  |  |  | upper | 2025
45.3.a Geoth. DH, 1200m, E (LT) | Geothermal plant, electric heat pump, 2000 m, dh temp 70/35 degree - renewable heat - geothermal - medium | Geothermal plant, electric heat pump, 2000 m, dh temp 70/35 degree | renewable heat | geothermal | medium | Environment | NOX [g/GJ_i] | NOX |  | g/GJ_i |  |  |  | ctrl | 2030
45.3.a Geoth. DH, 1200m, E (LT) | Geothermal plant, electric heat pump, 2000 m, dh temp 70/35 degree - renewable heat - geothermal - medium | Geothermal plant, electric heat pump, 2000 m, dh temp 70/35 degree | renewable heat | geothermal | medium | Environment | NOX [g/GJ_i] | NOX |  | g/GJ_i |  |  |  | ctrl | 2040
45.3.a Geoth. DH, 1200m, E (LT) | Geothermal plant, electric heat pump, 2000 m, dh temp 70/35 degree - renewable heat - geothermal - medium | Geothermal plant, electric heat pump, 2000 m, dh temp 70/35 degree | renewable heat | geothermal | medium | Environment | NOX [g/GJ_i] | NOX |  | g/GJ_i |  |  |  | ctrl | 2050
45.3.a Geoth. DH, 1200m, E (LT) | Geothermal plant, electric heat pump, 2000 m, dh temp 70/35 degree - renewable heat - geothermal - medium | Geothermal plant, electric heat pump, 2000 m, dh temp 70/35 degree | renewable heat | geothermal | medium | Environment | NOX [g/GJ_i] | NOX |  | g/GJ_i |  |  |  | lower | 2050
45.3.a Geoth. DH, 1200m, E (LT) | Geothermal plant, electric heat pump, 2000 m, dh temp 70/35 degree - renewable heat - geothermal - medium | Geothermal plant, electric heat pump, 2000 m, dh temp 70/35 degree | renewable heat | geothermal | medium | Environment | NOX [g/GJ_i] | NOX |  | g/GJ_i |  |  |  | upper | 2050
45.3.a Geoth. DH, 1200m, E (LT) | Geothermal plant, electric heat pump, 2000 m, dh temp 70/35 degree - renewable heat - geothermal - medium | Geothermal plant, electric heat pump, 2000 m, dh temp 70/35 degree | renewable heat | geothermal | medium | Environment | Particles [g/GJ_i] | Particles |  | g/GJ_i |  |  |  | ctrl | 2020
45.3.a Geoth. DH, 1200m, E (LT) | Geothermal plant, electric heat pump, 2000 m, dh temp 70/35 degree - renewable heat - geothermal - medium | Geothermal plant, electric heat pump, 2000 m, dh temp 70/35 degree | renewable heat | geothermal | medium | Environment | Particles [g/GJ_i] | Particles |  | g/GJ_i |  |  |  | ctrl | 2025
45.3.a Geoth. DH, 1200m, E (LT) | Geothermal plant, electric heat pump, 2000 m, dh temp 70/35 degree - renewable heat - geothermal - medium | Geothermal plant, electric heat pump, 2000 m, dh temp 70/35 degree | renewable heat | geothermal | medium | Environment | Particles [g/GJ_i] | Particles |  | g/GJ_i |  |  |  | lower | 2025
45.3.a Geoth. DH, 1200m, E (LT) | Geothermal plant, electric heat pump, 2000 m, dh temp 70/35 degree - renewable heat - geothermal - medium | Geothermal plant, electric heat pump, 2000 m, dh temp 70/35 degree | renewable heat | geothermal | medium | Environment | Particles [g/GJ_i] | Particles |  | g/GJ_i |  |  |  | upper | 2025
45.3.a Geoth. DH, 1200m, E (LT) | Geothermal plant, electric heat pump, 2000 m, dh temp 70/35 degree - renewable heat - geothermal - medium | Geothermal plant, electric heat pump, 2000 m, dh temp 70/35 degree | renewable heat | geothermal | medium | Environment | Particles [g/GJ_i] | Particles |  | g/GJ_i |  |  |  | ctrl | 2030
45.3.a Geoth. DH, 1200m, E (LT) | Geothermal plant, electric heat pump, 2000 m, dh temp 70/35 degree - renewable heat - geothermal - medium | Geothermal plant, electric heat pump, 2000 m, dh temp 70/35 degree | renewable heat | geothermal | medium | Environment | Particles [g/GJ_i] | Particles |  | g/GJ_i |  |  |  | ctrl | 2040
45.3.a Geoth. DH, 1200m, E (LT) | Geothermal plant, electric heat pump, 2000 m, dh temp 70/35 degree - renewable heat - geothermal - medium | Geothermal plant, electric heat pump, 2000 m, dh temp 70/35 degree | renewable heat | geothermal | medium | Environment | Particles [g/GJ_i] | Particles |  | g/GJ_i |  |  |  | ctrl | 2050
45.3.a Geoth. DH, 1200m, E (LT) | Geothermal plant, electric heat pump, 2000 m, dh temp 70/35 degree - renewable heat - geothermal - medium | Geothermal plant, electric heat pump, 2000 m, dh temp 70/35 degree | renewable heat | geothermal | medium | Environment | Particles [g/GJ_i] | Particles |  | g/GJ_i |  |  |  | lower | 2050
45.3.a Geoth. DH, 1200m, E (LT) | Geothermal plant, electric heat pump, 2000 m, dh temp 70/35 degree - renewable heat - geothermal - medium | Geothermal plant, electric heat pump, 2000 m, dh temp 70/35 degree | renewable heat | geothermal | medium | Environment | Particles [g/GJ_i] | Particles |  | g/GJ_i |  |  |  | upper | 2050
45.3.a Geoth. DH, 1200m, E (LT) | Geothermal plant, electric heat pump, 2000 m, dh temp 70/35 degree - renewable heat - geothermal - medium | Geothermal plant, electric heat pump, 2000 m, dh temp 70/35 degree | renewable heat | geothermal | medium | Environment | SO2 (degree of desulphuring) [] | SO2 | degree of desulphuring | [] |  |  |  | ctrl | 2020
45.3.a Geoth. DH, 1200m, E (LT) | Geothermal plant, electric heat pump, 2000 m, dh temp 70/35 degree - renewable heat - geothermal - medium | Geothermal plant, electric heat pump, 2000 m, dh temp 70/35 degree | renewable heat | geothermal | medium | Environment | SO2 (degree of desulphuring) [] | SO2 | degree of desulphuring | [] |  |  |  | ctrl | 2025
45.3.a Geoth. DH, 1200m, E (LT) | Geothermal plant, electric heat pump, 2000 m, dh temp 70/35 degree - renewable heat - geothermal - medium | Geothermal plant, electric heat pump, 2000 m, dh temp 70/35 degree | renewable heat | geothermal | medium | Environment | SO2 (degree of desulphuring) [] | SO2 | degree of desulphuring | [] |  |  |  | lower | 2025
45.3.a Geoth. DH, 1200m, E (LT) | Geothermal plant, electric heat pump, 2000 m, dh temp 70/35 degree - renewable heat - geothermal - medium | Geothermal plant, electric heat pump, 2000 m, dh temp 70/35 degree | renewable heat | geothermal | medium | Environment | SO2 (degree of desulphuring) [] | SO2 | degree of desulphuring | [] |  |  |  | upper | 2025
45.3.a Geoth. DH, 1200m, E (LT) | Geothermal plant, electric heat pump, 2000 m, dh temp 70/35 degree - renewable heat - geothermal - medium | Geothermal plant, electric heat pump, 2000 m, dh temp 70/35 degree | renewable heat | geothermal | medium | Environment | SO2 (degree of desulphuring) [] | SO2 | degree of desulphuring | [] |  |  |  | ctrl | 2030
45.3.a Geoth. DH, 1200m, E (LT) | Geothermal plant, electric heat pump, 2000 m, dh temp 70/35 degree - renewable heat - geothermal - medium | Geothermal plant, electric heat pump, 2000 m, dh temp 70/35 degree | renewable heat | geothermal | medium | Environment | SO2 (degree of desulphuring) [] | SO2 | degree of desulphuring | [] |  |  |  | ctrl | 2040
45.3.a Geoth. DH, 1200m, E (LT) | Geothermal plant, electric heat pump, 2000 m, dh temp 70/35 degree - renewable heat - geothermal - medium | Geothermal plant, electric heat pump, 2000 m, dh temp 70/35 degree | renewable heat | geothermal | medium | Environment | SO2 (degree of desulphuring) [] | SO2 | degree of desulphuring | [] |  |  |  | ctrl | 2050
45.3.a Geoth. DH, 1200m, E (LT) | Geothermal plant, electric heat pump, 2000 m, dh temp 70/35 degree - renewable heat - geothermal - medium | Geothermal plant, electric heat pump, 2000 m, dh temp 70/35 degree | renewable heat | geothermal | medium | Environment | SO2 (degree of desulphuring) [] | SO2 | degree of desulphuring | [] |  |  |  | lower | 2050
45.3.a Geoth. DH, 1200m, E (LT) | Geothermal plant, electric heat pump, 2000 m, dh temp 70/35 degree - renewable heat - geothermal - medium | Geothermal plant, electric heat pump, 2000 m, dh temp 70/35 degree | renewable heat | geothermal | medium | Environment | SO2 (degree of desulphuring) [] | SO2 | degree of desulphuring | [] |  |  |  | upper | 2050
45.3.a Geoth. DH, 1200m, E (LT) | Geothermal plant, electric heat pump, 2000 m, dh temp 70/35 degree - renewable heat - geothermal - medium | Geothermal plant, electric heat pump, 2000 m, dh temp 70/35 degree | renewable heat | geothermal | medium | Financial data | Nominal investment (equipment) [2015-MEUR/MW_h] | Nominal investment | equipment | MEUR/MW_h | 2015 |  | [2, 4] | ctrl | 2020 | 1.6042
45.3.a Geoth. DH, 1200m, E (LT) | Geothermal plant, electric heat pump, 2000 m, dh temp 70/35 degree - renewable heat - geothermal - medium | Geothermal plant, electric heat pump, 2000 m, dh temp 70/35 degree | renewable heat | geothermal | medium | Financial data | Nominal investment (equipment) [2015-MEUR/MW_h] | Nominal investment | equipment | MEUR/MW_h | 2015 |  | [2, 4] | ctrl | 2025 | 1.557
45.3.a Geoth. DH, 1200m, E (LT) | Geothermal plant, electric heat pump, 2000 m, dh temp 70/35 degree - renewable heat - geothermal - medium | Geothermal plant, electric heat pump, 2000 m, dh temp 70/35 degree | renewable heat | geothermal | medium | Financial data | Nominal investment (equipment) [2015-MEUR/MW_h] | Nominal investment | equipment | MEUR/MW_h | 2015 |  | [2, 4] | lower | 2025 | 0.89168
45.3.a Geoth. DH, 1200m, E (LT) | Geothermal plant, electric heat pump, 2000 m, dh temp 70/35 degree - renewable heat - geothermal - medium | Geothermal plant, electric heat pump, 2000 m, dh temp 70/35 degree | renewable heat | geothermal | medium | Financial data | Nominal investment (equipment) [2015-MEUR/MW_h] | Nominal investment | equipment | MEUR/MW_h | 2015 |  | [2, 4] | upper | 2025 | 2.4146
45.3.a Geoth. DH, 1200m, E (LT) | Geothermal plant, electric heat pump, 2000 m, dh temp 70/35 degree - renewable heat - geothermal - medium | Geothermal plant, electric heat pump, 2000 m, dh temp 70/35 degree | renewable heat | geothermal | medium | Financial data | Nominal investment (equipment) [2015-MEUR/MW_h] | Nominal investment | equipment | MEUR/MW_h | 2015 |  | [2, 4] | ctrl | 2030 | 1.5098
45.3.a Geoth. DH, 1200m, E (LT) | Geothermal plant, electric heat pump, 2000 m, dh temp 70/35 degree - renewable heat - geothermal - medium | Geothermal plant, electric heat pump, 2000 m, dh temp 70/35 degree | renewable heat | geothermal | medium | Financial data | Nominal investment (equipment) [2015-MEUR/MW_h] | Nominal investment | equipment | MEUR/MW_h | 2015 |  | [2, 4] | ctrl | 2040 | 1.4626
45.3.a Geoth. DH, 1200m, E (LT) | Geothermal plant, electric heat pump, 2000 m, dh temp 70/35 degree - renewable heat - geothermal - medium | Geothermal plant, electric heat pump, 2000 m, dh temp 70/35 degree | renewable heat | geothermal | medium | Financial data | Nominal investment (equipment) [2015-MEUR/MW_h] | Nominal investment | equipment | MEUR/MW_h | 2015 |  | [2, 4] | ctrl | 2050 | 1.4155
45.3.a Geoth. DH, 1200m, E (LT) | Geothermal plant, electric heat pump, 2000 m, dh temp 70/35 degree - renewable heat - geothermal - medium | Geothermal plant, electric heat pump, 2000 m, dh temp 70/35 degree | renewable heat | geothermal | medium | Financial data | Nominal investment (equipment) [2015-MEUR/MW_h] | Nominal investment | equipment | MEUR/MW_h | 2015 |  | [2, 4] | lower | 2050 | 0.81062
45.3.a Geoth. DH, 1200m, E (LT) | Geothermal plant, electric heat pump, 2000 m, dh temp 70/35 degree - renewable heat - geothermal - medium | Geothermal plant, electric heat pump, 2000 m, dh temp 70/35 degree | renewable heat | geothermal | medium | Financial data | Nominal investment (equipment) [2015-MEUR/MW_h] | Nominal investment | equipment | MEUR/MW_h | 2015 |  | [2, 4] | upper | 2050 | 2.1951
45.3.a Geoth. DH, 1200m, E (LT) | Geothermal plant, electric heat pump, 2000 m, dh temp 70/35 degree - renewable heat - geothermal - medium | Geothermal plant, electric heat pump, 2000 m, dh temp 70/35 degree | renewable heat | geothermal | medium | Financial data | Nominal investment (heatpump, installation incl) [2015-MEUR/MW_h] | Nominal investment | heatpump, installation incl | MEUR/MW_h | 2015 | [J, K] |  | ctrl | 2020 | 0.55985
45.3.a Geoth. DH, 1200m, E (LT) | Geothermal plant, electric heat pump, 2000 m, dh temp 70/35 degree - renewable heat - geothermal - medium | Geothermal plant, electric heat pump, 2000 m, dh temp 70/35 degree | renewable heat | geothermal | medium | Financial data | Nominal investment (heatpump, installation incl) [2015-MEUR/MW_h] | Nominal investment | heatpump, installation incl | MEUR/MW_h | 2015 | [J, K] |  | ctrl | 2025 | 0.55951
45.3.a Geoth. DH, 1200m, E (LT) | Geothermal plant, electric heat pump, 2000 m, dh temp 70/35 degree - renewable heat - geothermal - medium | Geothermal plant, electric heat pump, 2000 m, dh temp 70/35 degree | renewable heat | geothermal | medium | Financial data | Nominal investment (heatpump, installation incl) [2015-MEUR/MW_h] | Nominal investment | heatpump, installation incl | MEUR/MW_h | 2015 | [J, K] |  | lower | 2025 | 0.39844
45.3.a Geoth. DH, 1200m, E (LT) | Geothermal plant, electric heat pump, 2000 m, dh temp 70/35 degree - renewable heat - geothermal - medium | Geothermal plant, electric heat pump, 2000 m, dh temp 70/35 degree | renewable heat | geothermal | medium | Financial data | Nominal investment (heatpump, installation incl) [2015-MEUR/MW_h] | Nominal investment | heatpump, installation incl | MEUR/MW_h | 2015 | [J, K] |  | upper | 2025 | 0.79713
45.3.a Geoth. DH, 1200m, E (LT) | Geothermal plant, electric heat pump, 2000 m, dh temp 70/35 degree - renewable heat - geothermal - medium | Geothermal plant, electric heat pump, 2000 m, dh temp 70/35 degree | renewable heat | geothermal | medium | Financial data | Nominal investment (heatpump, installation incl) [2015-MEUR/MW_h] | Nominal investment | heatpump, installation incl | MEUR/MW_h | 2015 | [J, K] |  | ctrl | 2030 | 0.4793
45.3.a Geoth. DH, 1200m, E (LT) | Geothermal plant, electric heat pump, 2000 m, dh temp 70/35 degree - renewable heat - geothermal - medium | Geothermal plant, electric heat pump, 2000 m, dh temp 70/35 degree | renewable heat | geothermal | medium | Financial data | Nominal investment (heatpump, installation incl) [2015-MEUR/MW_h] | Nominal investment | heatpump, installation incl | MEUR/MW_h | 2015 | [J, K] |  | ctrl | 2040 | 0.47877
45.3.a Geoth. DH, 1200m, E (LT) | Geothermal plant, electric heat pump, 2000 m, dh temp 70/35 degree - renewable heat - geothermal - medium | Geothermal plant, electric heat pump, 2000 m, dh temp 70/35 degree | renewable heat | geothermal | medium | Financial data | Nominal investment (heatpump, installation incl) [2015-MEUR/MW_h] | Nominal investment | heatpump, installation incl | MEUR/MW_h | 2015 | [J, K] |  | ctrl | 2050 | 0.47852
45.3.a Geoth. DH, 1200m, E (LT) | Geothermal plant, electric heat pump, 2000 m, dh temp 70/35 degree - renewable heat - geothermal - medium | Geothermal plant, electric heat pump, 2000 m, dh temp 70/35 degree | renewable heat | geothermal | medium | Financial data | Nominal investment (heatpump, installation incl) [2015-MEUR/MW_h] | Nominal investment | heatpump, installation incl | MEUR/MW_h | 2015 | [J, K] |  | lower | 2050 | 0.39299
45.3.a Geoth. DH, 1200m, E (LT) | Geothermal plant, electric heat pump, 2000 m, dh temp 70/35 degree - renewable heat - geothermal - medium | Geothermal plant, electric heat pump, 2000 m, dh temp 70/35 degree | renewable heat | geothermal | medium | Financial data | Nominal investment (heatpump, installation incl) [2015-MEUR/MW_h] | Nominal investment | heatpump, installation incl | MEUR/MW_h | 2015 | [J, K] |  | upper | 2050 | 0.78623
45.3.a Geoth. DH, 1200m, E (LT) | Geothermal plant, electric heat pump, 2000 m, dh temp 70/35 degree - renewable heat - geothermal - medium | Geothermal plant, electric heat pump, 2000 m, dh temp 70/35 degree | renewable heat | geothermal | medium | Financial data | Nominal investment (installation) [2015-MEUR/MW_h] | Nominal investment | installation | MEUR/MW_h | 2015 |  | [2, 4] | ctrl | 2020 | 0.53473
45.3.a Geoth. DH, 1200m, E (LT) | Geothermal plant, electric heat pump, 2000 m, dh temp 70/35 degree - renewable heat - geothermal - medium | Geothermal plant, electric heat pump, 2000 m, dh temp 70/35 degree | renewable heat | geothermal | medium | Financial data | Nominal investment (installation) [2015-MEUR/MW_h] | Nominal investment | installation | MEUR/MW_h | 2015 |  | [2, 4] | ctrl | 2025 | 0.519
45.3.a Geoth. DH, 1200m, E (LT) | Geothermal plant, electric heat pump, 2000 m, dh temp 70/35 degree - renewable heat - geothermal - medium | Geothermal plant, electric heat pump, 2000 m, dh temp 70/35 degree | renewable heat | geothermal | medium | Financial data | Nominal investment (installation) [2015-MEUR/MW_h] | Nominal investment | installation | MEUR/MW_h | 2015 |  | [2, 4] | lower | 2025 | 0.30623
45.3.a Geoth. DH, 1200m, E (LT) | Geothermal plant, electric heat pump, 2000 m, dh temp 70/35 degree - renewable heat - geothermal - medium | Geothermal plant, electric heat pump, 2000 m, dh temp 70/35 degree | renewable heat | geothermal | medium | Financial data | Nominal investment (installation) [2015-MEUR/MW_h] | Nominal investment | installation | MEUR/MW_h | 2015 |  | [2, 4] | upper | 2025 | 0.82927
45.3.a Geoth. DH, 1200m, E (LT) | Geothermal plant, electric heat pump, 2000 m, dh temp 70/35 degree - renewable heat - geothermal - medium | Geothermal plant, electric heat pump, 2000 m, dh temp 70/35 degree | renewable heat | geothermal | medium | Financial data | Nominal investment (installation) [2015-MEUR/MW_h] | Nominal investment | installation | MEUR/MW_h | 2015 |  | [2, 4] | ctrl | 2030 | 0.50327
45.3.a Geoth. DH, 1200m, E (LT) | Geothermal plant, electric heat pump, 2000 m, dh temp 70/35 degree - renewable heat - geothermal - medium | Geothermal plant, electric heat pump, 2000 m, dh temp 70/35 degree | renewable heat | geothermal | medium | Financial data | Nominal investment (installation) [2015-MEUR/MW_h] | Nominal investment | installation | MEUR/MW_h | 2015 |  | [2, 4] | ctrl | 2040 | 0.48754
45.3.a Geoth. DH, 1200m, E (LT) | Geothermal plant, electric heat pump, 2000 m, dh temp 70/35 degree - renewable heat - geothermal - medium | Geothermal plant, electric heat pump, 2000 m, dh temp 70/35 degree | renewable heat | geothermal | medium | Financial data | Nominal investment (installation) [2015-MEUR/MW_h] | Nominal investment | installation | MEUR/MW_h | 2015 |  | [2, 4] | ctrl | 2050 | 0.47182
45.3.a Geoth. DH, 1200m, E (LT) | Geothermal plant, electric heat pump, 2000 m, dh temp 70/35 degree - renewable heat - geothermal - medium | Geothermal plant, electric heat pump, 2000 m, dh temp 70/35 degree | renewable heat | geothermal | medium | Financial data | Nominal investment (installation) [2015-MEUR/MW_h] | Nominal investment | installation | MEUR/MW_h | 2015 |  | [2, 4] | lower | 2050 | 0.27839
45.3.a Geoth. DH, 1200m, E (LT) | Geothermal plant, electric heat pump, 2000 m, dh temp 70/35 degree - renewable heat - geothermal - medium | Geothermal plant, electric heat pump, 2000 m, dh temp 70/35 degree | renewable heat | geothermal | medium | Financial data | Nominal investment (installation) [2015-MEUR/MW_h] | Nominal investment | installation | MEUR/MW_h | 2015 |  | [2, 4] | upper | 2050 | 0.75388
45.3.a Geoth. DH, 1200m, E (LT) | Geothermal plant, electric heat pump, 2000 m, dh temp 70/35 degree - renewable heat - geothermal - medium | Geothermal plant, electric heat pump, 2000 m, dh temp 70/35 degree | renewable heat | geothermal | medium | Financial data | Variable O&M (electricity cost) [2015-EUR/MWh_h] | Variable O&M | electricity cost | EUR/MWh_h | 2015 | M |  | ctrl | 2020 | 0
45.3.a Geoth. DH, 1200m, E (LT) | Geothermal plant, electric heat pump, 2000 m, dh temp 70/35 degree - renewable heat - geothermal - medium | Geothermal plant, electric heat pump, 2000 m, dh temp 70/35 degree | renewable heat | geothermal | medium | Financial data | Variable O&M (electricity cost) [2015-EUR/MWh_h] | Variable O&M | electricity cost | EUR/MWh_h | 2015 | M |  | ctrl | 2025 | 0
45.3.a Geoth. DH, 1200m, E (LT) | Geothermal plant, electric heat pump, 2000 m, dh temp 70/35 degree - renewable heat - geothermal - medium | Geothermal plant, electric heat pump, 2000 m, dh temp 70/35 degree | renewable heat | geothermal | medium | Financial data | Variable O&M (electricity cost) [2015-EUR/MWh_h] | Variable O&M | electricity cost | EUR/MWh_h | 2015 | M |  | lower | 2025 | 0
45.3.a Geoth. DH, 1200m, E (LT) | Geothermal plant, electric heat pump, 2000 m, dh temp 70/35 degree - renewable heat - geothermal - medium | Geothermal plant, electric heat pump, 2000 m, dh temp 70/35 degree | renewable heat | geothermal | medium | Financial data | Variable O&M (electricity cost) [2015-EUR/MWh_h] | Variable O&M | electricity cost | EUR/MWh_h | 2015 | M |  | upper | 2025 | 0
45.3.a Geoth. DH, 1200m, E (LT) | Geothermal plant, electric heat pump, 2000 m, dh temp 70/35 degree - renewable heat - geothermal - medium | Geothermal plant, electric heat pump, 2000 m, dh temp 70/35 degree | renewable heat | geothermal | medium | Financial data | Variable O&M (electricity cost) [2015-EUR/MWh_h] | Variable O&M | electricity cost | EUR/MWh_h | 2015 | M |  | ctrl | 2030 | 0
45.3.a Geoth. DH, 1200m, E (LT) | Geothermal plant, electric heat pump, 2000 m, dh temp 70/35 degree - renewable heat - geothermal - medium | Geothermal plant, electric heat pump, 2000 m, dh temp 70/35 degree | renewable heat | geothermal | medium | Financial data | Variable O&M (electricity cost) [2015-EUR/MWh_h] | Variable O&M | electricity cost | EUR/MWh_h | 2015 | M |  | ctrl | 2040 | 0
45.3.a Geoth. DH, 1200m, E (LT) | Geothermal plant, electric heat pump, 2000 m, dh temp 70/35 degree - renewable heat - geothermal - medium | Geothermal plant, electric heat pump, 2000 m, dh temp 70/35 degree | renewable heat | geothermal | medium | Financial data | Variable O&M (electricity cost) [2015-EUR/MWh_h] | Variable O&M | electricity cost | EUR/MWh_h | 2015 | M |  | ctrl | 2050 | 0
45.3.a Geoth. DH, 1200m, E (LT) | Geothermal plant, electric heat pump, 2000 m, dh temp 70/35 degree - renewable heat - geothermal - medium | Geothermal plant, electric heat pump, 2000 m, dh temp 70/35 degree | renewable heat | geothermal | medium | Financial data | Variable O&M (electricity cost) [2015-EUR/MWh_h] | Variable O&M | electricity cost | EUR/MWh_h | 2015 | M |  | lower | 2050 | 0
45.3.a Geoth. DH, 1200m, E (LT) | Geothermal plant, electric heat pump, 2000 m, dh temp 70/35 degree - renewable heat - geothermal - medium | Geothermal plant, electric heat pump, 2000 m, dh temp 70/35 degree | renewable heat | geothermal | medium | Financial data | Variable O&M (electricity cost) [2015-EUR/MWh_h] | Variable O&M | electricity cost | EUR/MWh_h | 2015 | M |  | upper | 2050 | 0
45.3.a Geoth. DH, 1200m, E (LT) | Geothermal plant, electric heat pump, 2000 m, dh temp 70/35 degree - renewable heat - geothermal - medium | Geothermal plant, electric heat pump, 2000 m, dh temp 70/35 degree | renewable heat | geothermal | medium | Financial data | Variable O&M (other O&M) [2015-EUR/MWh_h] | Variable O&M | other O&M | EUR/MWh_h | 2015 | F |  | ctrl | 2020 | 5.4607
45.3.a Geoth. DH, 1200m, E (LT) | Geothermal plant, electric heat pump, 2000 m, dh temp 70/35 degree - renewable heat - geothermal - medium | Geothermal plant, electric heat pump, 2000 m, dh temp 70/35 degree | renewable heat | geothermal | medium | Financial data | Variable O&M (other O&M) [2015-EUR/MWh_h] | Variable O&M | other O&M | EUR/MWh_h | 2015 | F |  | ctrl | 2025 | 5.4529
45.3.a Geoth. DH, 1200m, E (LT) | Geothermal plant, electric heat pump, 2000 m, dh temp 70/35 degree - renewable heat - geothermal - medium | Geothermal plant, electric heat pump, 2000 m, dh temp 70/35 degree | renewable heat | geothermal | medium | Financial data | Variable O&M (other O&M) [2015-EUR/MWh_h] | Variable O&M | other O&M | EUR/MWh_h | 2015 | F |  | lower | 2025 | 4.933
45.3.a Geoth. DH, 1200m, E (LT) | Geothermal plant, electric heat pump, 2000 m, dh temp 70/35 degree - renewable heat - geothermal - medium | Geothermal plant, electric heat pump, 2000 m, dh temp 70/35 degree | renewable heat | geothermal | medium | Financial data | Variable O&M (other O&M) [2015-EUR/MWh_h] | Variable O&M | other O&M | EUR/MWh_h | 2015 | F |  | upper | 2025 | 5.7724
45.3.a Geoth. DH, 1200m, E (LT) | Geothermal plant, electric heat pump, 2000 m, dh temp 70/35 degree - renewable heat - geothermal - medium | Geothermal plant, electric heat pump, 2000 m, dh temp 70/35 degree | renewable heat | geothermal | medium | Financial data | Variable O&M (other O&M) [2015-EUR/MWh_h] | Variable O&M | other O&M | EUR/MWh_h | 2015 | F |  | ctrl | 2030 | 5.7799
45.3.a Geoth. DH, 1200m, E (LT) | Geothermal plant, electric heat pump, 2000 m, dh temp 70/35 degree - renewable heat - geothermal - medium | Geothermal plant, electric heat pump, 2000 m, dh temp 70/35 degree | renewable heat | geothermal | medium | Financial data | Variable O&M (other O&M) [2015-EUR/MWh_h] | Variable O&M | other O&M | EUR/MWh_h | 2015 | F |  | ctrl | 2040 | 5.8613
45.3.a Geoth. DH, 1200m, E (LT) | Geothermal plant, electric heat pump, 2000 m, dh temp 70/35 degree - renewable heat - geothermal - medium | Geothermal plant, electric heat pump, 2000 m, dh temp 70/35 degree | renewable heat | geothermal | medium | Financial data | Variable O&M (other O&M) [2015-EUR/MWh_h] | Variable O&M | other O&M | EUR/MWh_h | 2015 | F |  | ctrl | 2050 | 5.5142
45.3.a Geoth. DH, 1200m, E (LT) | Geothermal plant, electric heat pump, 2000 m, dh temp 70/35 degree - renewable heat - geothermal - medium | Geothermal plant, electric heat pump, 2000 m, dh temp 70/35 degree | renewable heat | geothermal | medium | Financial data | Variable O&M (other O&M) [2015-EUR/MWh_h] | Variable O&M | other O&M | EUR/MWh_h | 2015 | F |  | lower | 2050 | 5.4336
45.3.a Geoth. DH, 1200m, E (LT) | Geothermal plant, electric heat pump, 2000 m, dh temp 70/35 degree - renewable heat - geothermal - medium | Geothermal plant, electric heat pump, 2000 m, dh temp 70/35 degree | renewable heat | geothermal | medium | Financial data | Variable O&M (other O&M) [2015-EUR/MWh_h] | Variable O&M | other O&M | EUR/MWh_h | 2015 | F |  | upper | 2050 | 6.1791
45.3.a Geoth. DH, 1200m, E (LT) | Geothermal plant, electric heat pump, 2000 m, dh temp 70/35 degree - renewable heat - geothermal - medium | Geothermal plant, electric heat pump, 2000 m, dh temp 70/35 degree | renewable heat | geothermal | medium | Financial data | Fixed O&M (*total) [2015-EUR/MW_h/y] | Fixed O&M | *total | EUR/MW_h/y | 2015 | [E, J] | [1, 3, 2] | ctrl | 2020 | 23200
45.3.a Geoth. DH, 1200m, E (LT) | Geothermal plant, electric heat pump, 2000 m, dh temp 70/35 degree - renewable heat - geothermal - medium | Geothermal plant, electric heat pump, 2000 m, dh temp 70/35 degree | renewable heat | geothermal | medium | Financial data | Fixed O&M (*total) [2015-EUR/MW_h/y] | Fixed O&M | *total | EUR/MW_h/y | 2015 | [E, J] | [1, 3, 2] | ctrl | 2025 | 22500
45.3.a Geoth. DH, 1200m, E (LT) | Geothermal plant, electric heat pump, 2000 m, dh temp 70/35 degree - renewable heat - geothermal - medium | Geothermal plant, electric heat pump, 2000 m, dh temp 70/35 degree | renewable heat | geothermal | medium | Financial data | Fixed O&M (*total) [2015-EUR/MW_h/y] | Fixed O&M | *total | EUR/MW_h/y | 2015 | [E, J] | [1, 3, 2] | lower | 2025 | 22500
45.3.a Geoth. DH, 1200m, E (LT) | Geothermal plant, electric heat pump, 2000 m, dh temp 70/35 degree - renewable heat - geothermal - medium | Geothermal plant, electric heat pump, 2000 m, dh temp 70/35 degree | renewable heat | geothermal | medium | Financial data | Fixed O&M (*total) [2015-EUR/MW_h/y] | Fixed O&M | *total | EUR/MW_h/y | 2015 | [E, J] | [1, 3, 2] | upper | 2025 | 22500
45.3.a Geoth. DH, 1200m, E (LT) | Geothermal plant, electric heat pump, 2000 m, dh temp 70/35 degree - renewable heat - geothermal - medium | Geothermal plant, electric heat pump, 2000 m, dh temp 70/35 degree | renewable heat | geothermal | medium | Financial data | Fixed O&M (*total) [2015-EUR/MW_h/y] | Fixed O&M | *total | EUR/MW_h/y | 2015 | [E, J] | [1, 3, 2] | ctrl | 2030 | 21800
45.3.a Geoth. DH, 1200m, E (LT) | Geothermal plant, electric heat pump, 2000 m, dh temp 70/35 degree - renewable heat - geothermal - medium | Geothermal plant, electric heat pump, 2000 m, dh temp 70/35 degree | renewable heat | geothermal | medium | Financial data | Fixed O&M (*total) [2015-EUR/MW_h/y] | Fixed O&M | *total | EUR/MW_h/y | 2015 | [E, J] | [1, 3, 2] | ctrl | 2040 | 21100
45.3.a Geoth. DH, 1200m, E (LT) | Geothermal plant, electric heat pump, 2000 m, dh temp 70/35 degree - renewable heat - geothermal - medium | Geothermal plant, electric heat pump, 2000 m, dh temp 70/35 degree | renewable heat | geothermal | medium | Financial data | Fixed O&M (*total) [2015-EUR/MW_h/y] | Fixed O&M | *total | EUR/MW_h/y | 2015 | [E, J] | [1, 3, 2] | ctrl | 2050 | 20500
45.3.a Geoth. DH, 1200m, E (LT) | Geothermal plant, electric heat pump, 2000 m, dh temp 70/35 degree - renewable heat - geothermal - medium | Geothermal plant, electric heat pump, 2000 m, dh temp 70/35 degree | renewable heat | geothermal | medium | Financial data | Fixed O&M (*total) [2015-EUR/MW_h/y] | Fixed O&M | *total | EUR/MW_h/y | 2015 | [E, J] | [1, 3, 2] | lower | 2050 | 20500
45.3.a Geoth. DH, 1200m, E (LT) | Geothermal plant, electric heat pump, 2000 m, dh temp 70/35 degree - renewable heat - geothermal - medium | Geothermal plant, electric heat pump, 2000 m, dh temp 70/35 degree | renewable heat | geothermal | medium | Financial data | Fixed O&M (*total) [2015-EUR/MW_h/y] | Fixed O&M | *total | EUR/MW_h/y | 2015 | [E, J] | [1, 3, 2] | upper | 2050 | 20500
45.3.a Geoth. DH, 1200m, E (LT) | Geothermal plant, electric heat pump, 2000 m, dh temp 70/35 degree - renewable heat - geothermal - medium | Geothermal plant, electric heat pump, 2000 m, dh temp 70/35 degree | renewable heat | geothermal | medium | Financial data | Nominal investment (*total) [2015-MEUR/MW_h] | Nominal investment | *total | MEUR/MW_h | 2015 | [C, K] | [2, 4, 7] | ctrl | 2020 | 2.6988
45.3.a Geoth. DH, 1200m, E (LT) | Geothermal plant, electric heat pump, 2000 m, dh temp 70/35 degree - renewable heat - geothermal - medium | Geothermal plant, electric heat pump, 2000 m, dh temp 70/35 degree | renewable heat | geothermal | medium | Financial data | Nominal investment (*total) [2015-MEUR/MW_h] | Nominal investment | *total | MEUR/MW_h | 2015 | [C, K] | [2, 4, 7] | ctrl | 2025 | 2.6355
45.3.a Geoth. DH, 1200m, E (LT) | Geothermal plant, electric heat pump, 2000 m, dh temp 70/35 degree - renewable heat - geothermal - medium | Geothermal plant, electric heat pump, 2000 m, dh temp 70/35 degree | renewable heat | geothermal | medium | Financial data | Nominal investment (*total) [2015-MEUR/MW_h] | Nominal investment | *total | MEUR/MW_h | 2015 | [C, K] | [2, 4, 7] | lower | 2025 | 1.5964
45.3.a Geoth. DH, 1200m, E (LT) | Geothermal plant, electric heat pump, 2000 m, dh temp 70/35 degree - renewable heat - geothermal - medium | Geothermal plant, electric heat pump, 2000 m, dh temp 70/35 degree | renewable heat | geothermal | medium | Financial data | Nominal investment (*total) [2015-MEUR/MW_h] | Nominal investment | *total | MEUR/MW_h | 2015 | [C, K] | [2, 4, 7] | upper | 2025 | 4.041
45.3.a Geoth. DH, 1200m, E (LT) | Geothermal plant, electric heat pump, 2000 m, dh temp 70/35 degree - renewable heat - geothermal - medium | Geothermal plant, electric heat pump, 2000 m, dh temp 70/35 degree | renewable heat | geothermal | medium | Financial data | Nominal investment (*total) [2015-MEUR/MW_h] | Nominal investment | *total | MEUR/MW_h | 2015 | [C, K] | [2, 4, 7] | ctrl | 2030 | 2.4924
45.3.a Geoth. DH, 1200m, E (LT) | Geothermal plant, electric heat pump, 2000 m, dh temp 70/35 degree - renewable heat - geothermal - medium | Geothermal plant, electric heat pump, 2000 m, dh temp 70/35 degree | renewable heat | geothermal | medium | Financial data | Nominal investment (*total) [2015-MEUR/MW_h] | Nominal investment | *total | MEUR/MW_h | 2015 | [C, K] | [2, 4, 7] | ctrl | 2040 | 2.4289
45.3.a Geoth. DH, 1200m, E (LT) | Geothermal plant, electric heat pump, 2000 m, dh temp 70/35 degree - renewable heat - geothermal - medium | Geothermal plant, electric heat pump, 2000 m, dh temp 70/35 degree | renewable heat | geothermal | medium | Financial data | Nominal investment (*total) [2015-MEUR/MW_h] | Nominal investment | *total | MEUR/MW_h | 2015 | [C, K] | [2, 4, 7] | ctrl | 2050 | 2.3658
45.3.a Geoth. DH, 1200m, E (LT) | Geothermal plant, electric heat pump, 2000 m, dh temp 70/35 degree - renewable heat - geothermal - medium | Geothermal plant, electric heat pump, 2000 m, dh temp 70/35 degree | renewable heat | geothermal | medium | Financial data | Nominal investment (*total) [2015-MEUR/MW_h] | Nominal investment | *total | MEUR/MW_h | 2015 | [C, K] | [2, 4, 7] | lower | 2050 | 1.482
45.3.a Geoth. DH, 1200m, E (LT) | Geothermal plant, electric heat pump, 2000 m, dh temp 70/35 degree - renewable heat - geothermal - medium | Geothermal plant, electric heat pump, 2000 m, dh temp 70/35 degree | renewable heat | geothermal | medium | Financial data | Nominal investment (*total) [2015-MEUR/MW_h] | Nominal investment | *total | MEUR/MW_h | 2015 | [C, K] | [2, 4, 7] | upper | 2050 | 3.7352
45.3.a Geoth. DH, 1200m, E (LT) | Geothermal plant, electric heat pump, 2000 m, dh temp 70/35 degree - renewable heat - geothermal - medium | Geothermal plant, electric heat pump, 2000 m, dh temp 70/35 degree | renewable heat | geothermal | medium | Financial data | Variable O&M (*total) [2015-EUR/MWh_h] | Variable O&M | *total | EUR/MWh_h | 2015 | FJ | 2 | ctrl | 2020 | 5.4607
45.3.a Geoth. DH, 1200m, E (LT) | Geothermal plant, electric heat pump, 2000 m, dh temp 70/35 degree - renewable heat - geothermal - medium | Geothermal plant, electric heat pump, 2000 m, dh temp 70/35 degree | renewable heat | geothermal | medium | Financial data | Variable O&M (*total) [2015-EUR/MWh_h] | Variable O&M | *total | EUR/MWh_h | 2015 | FJ | 2 | ctrl | 2025 | 5.4529
45.3.a Geoth. DH, 1200m, E (LT) | Geothermal plant, electric heat pump, 2000 m, dh temp 70/35 degree - renewable heat - geothermal - medium | Geothermal plant, electric heat pump, 2000 m, dh temp 70/35 degree | renewable heat | geothermal | medium | Financial data | Variable O&M (*total) [2015-EUR/MWh_h] | Variable O&M | *total | EUR/MWh_h | 2015 | FJ | 2 | lower | 2025 | 4.933
45.3.a Geoth. DH, 1200m, E (LT) | Geothermal plant, electric heat pump, 2000 m, dh temp 70/35 degree - renewable heat - geothermal - medium | Geothermal plant, electric heat pump, 2000 m, dh temp 70/35 degree | renewable heat | geothermal | medium | Financial data | Variable O&M (*total) [2015-EUR/MWh_h] | Variable O&M | *total | EUR/MWh_h | 2015 | FJ | 2 | upper | 2025 | 5.7724
45.3.a Geoth. DH, 1200m, E (LT) | Geothermal plant, electric heat pump, 2000 m, dh temp 70/35 degree - renewable heat - geothermal - medium | Geothermal plant, electric heat pump, 2000 m, dh temp 70/35 degree | renewable heat | geothermal | medium | Financial data | Variable O&M (*total) [2015-EUR/MWh_h] | Variable O&M | *total | EUR/MWh_h | 2015 | FJ | 2 | ctrl | 2030 | 5.7799
45.3.a Geoth. DH, 1200m, E (LT) | Geothermal plant, electric heat pump, 2000 m, dh temp 70/35 degree - renewable heat - geothermal - medium | Geothermal plant, electric heat pump, 2000 m, dh temp 70/35 degree | renewable heat | geothermal | medium | Financial data | Variable O&M (*total) [2015-EUR/MWh_h] | Variable O&M | *total | EUR/MWh_h | 2015 | FJ | 2 | ctrl | 2040 | 5.8613
45.3.a Geoth. DH, 1200m, E (LT) | Geothermal plant, electric heat pump, 2000 m, dh temp 70/35 degree - renewable heat - geothermal - medium | Geothermal plant, electric heat pump, 2000 m, dh temp 70/35 degree | renewable heat | geothermal | medium | Financial data | Variable O&M (*total) [2015-EUR/MWh_h] | Variable O&M | *total | EUR/MWh_h | 2015 | FJ | 2 | ctrl | 2050 | 5.5142
45.3.a Geoth. DH, 1200m, E (LT) | Geothermal plant, electric heat pump, 2000 m, dh temp 70/35 degree - renewable heat - geothermal - medium | Geothermal plant, electric heat pump, 2000 m, dh temp 70/35 degree | renewable heat | geothermal | medium | Financial data | Variable O&M (*total) [2015-EUR/MWh_h] | Variable O&M | *total | EUR/MWh_h | 2015 | FJ | 2 | lower | 2050 | 5.4336
45.3.a Geoth. DH, 1200m, E (LT) | Geothermal plant, electric heat pump, 2000 m, dh temp 70/35 degree - renewable heat - geothermal - medium | Geothermal plant, electric heat pump, 2000 m, dh temp 70/35 degree | renewable heat | geothermal | medium | Financial data | Variable O&M (*total) [2015-EUR/MWh_h] | Variable O&M | *total | EUR/MWh_h | 2015 | FJ | 2 | upper | 2050 | 6.1791
45.3.a Geoth. DH, 1200m, E (LT) | Geothermal plant, electric heat pump, 2000 m, dh temp 70/35 degree - renewable heat - geothermal - medium | Geothermal plant, electric heat pump, 2000 m, dh temp 70/35 degree | renewable heat | geothermal | medium | Regulation ability | Cold start-up time [hours] | Cold start-up time |  | hours |  |  | 3 | ctrl | 2020 | 2
45.3.a Geoth. DH, 1200m, E (LT) | Geothermal plant, electric heat pump, 2000 m, dh temp 70/35 degree - renewable heat - geothermal - medium | Geothermal plant, electric heat pump, 2000 m, dh temp 70/35 degree | renewable heat | geothermal | medium | Regulation ability | Cold start-up time [hours] | Cold start-up time |  | hours |  |  | 3 | ctrl | 2025 | 2
45.3.a Geoth. DH, 1200m, E (LT) | Geothermal plant, electric heat pump, 2000 m, dh temp 70/35 degree - renewable heat - geothermal - medium | Geothermal plant, electric heat pump, 2000 m, dh temp 70/35 degree | renewable heat | geothermal | medium | Regulation ability | Cold start-up time [hours] | Cold start-up time |  | hours |  |  | 3 | lower | 2025 | 2
45.3.a Geoth. DH, 1200m, E (LT) | Geothermal plant, electric heat pump, 2000 m, dh temp 70/35 degree - renewable heat - geothermal - medium | Geothermal plant, electric heat pump, 2000 m, dh temp 70/35 degree | renewable heat | geothermal | medium | Regulation ability | Cold start-up time [hours] | Cold start-up time |  | hours |  |  | 3 | upper | 2025 | 2
45.3.a Geoth. DH, 1200m, E (LT) | Geothermal plant, electric heat pump, 2000 m, dh temp 70/35 degree - renewable heat - geothermal - medium | Geothermal plant, electric heat pump, 2000 m, dh temp 70/35 degree | renewable heat | geothermal | medium | Regulation ability | Cold start-up time [hours] | Cold start-up time |  | hours |  |  | 3 | ctrl | 2030 | 2
45.3.a Geoth. DH, 1200m, E (LT) | Geothermal plant, electric heat pump, 2000 m, dh temp 70/35 degree - renewable heat - geothermal - medium | Geothermal plant, electric heat pump, 2000 m, dh temp 70/35 degree | renewable heat | geothermal | medium | Regulation ability | Cold start-up time [hours] | Cold start-up time |  | hours |  |  | 3 | ctrl | 2040 | 2
45.3.a Geoth. DH, 1200m, E (LT) | Geothermal plant, electric heat pump, 2000 m, dh temp 70/35 degree - renewable heat - geothermal - medium | Geothermal plant, electric heat pump, 2000 m, dh temp 70/35 degree | renewable heat | geothermal | medium | Regulation ability | Cold start-up time [hours] | Cold start-up time |  | hours |  |  | 3 | ctrl | 2050 | 2
45.3.a Geoth. DH, 1200m, E (LT) | Geothermal plant, electric heat pump, 2000 m, dh temp 70/35 degree - renewable heat - geothermal - medium | Geothermal plant, electric heat pump, 2000 m, dh temp 70/35 degree | renewable heat | geothermal | medium | Regulation ability | Cold start-up time [hours] | Cold start-up time |  | hours |  |  | 3 | lower | 2050 | 2
45.3.a Geoth. DH, 1200m, E (LT) | Geothermal plant, electric heat pump, 2000 m, dh temp 70/35 degree - renewable heat - geothermal - medium | Geothermal plant, electric heat pump, 2000 m, dh temp 70/35 degree | renewable heat | geothermal | medium | Regulation ability | Cold start-up time [hours] | Cold start-up time |  | hours |  |  | 3 | upper | 2050 | 2
45.3.a Geoth. DH, 1200m, E (LT) | Geothermal plant, electric heat pump, 2000 m, dh temp 70/35 degree - renewable heat - geothermal - medium | Geothermal plant, electric heat pump, 2000 m, dh temp 70/35 degree | renewable heat | geothermal | medium | Regulation ability | Minimum load (of full load) [] | Minimum load | of full load | [] |  | H | [2, 5] | ctrl | 2020 | 0.2
45.3.a Geoth. DH, 1200m, E (LT) | Geothermal plant, electric heat pump, 2000 m, dh temp 70/35 degree - renewable heat - geothermal - medium | Geothermal plant, electric heat pump, 2000 m, dh temp 70/35 degree | renewable heat | geothermal | medium | Regulation ability | Minimum load (of full load) [] | Minimum load | of full load | [] |  | H | [2, 5] | ctrl | 2025 | 0.2
45.3.a Geoth. DH, 1200m, E (LT) | Geothermal plant, electric heat pump, 2000 m, dh temp 70/35 degree - renewable heat - geothermal - medium | Geothermal plant, electric heat pump, 2000 m, dh temp 70/35 degree | renewable heat | geothermal | medium | Regulation ability | Minimum load (of full load) [] | Minimum load | of full load | [] |  | H | [2, 5] | lower | 2025 | 0.2
45.3.a Geoth. DH, 1200m, E (LT) | Geothermal plant, electric heat pump, 2000 m, dh temp 70/35 degree - renewable heat - geothermal - medium | Geothermal plant, electric heat pump, 2000 m, dh temp 70/35 degree | renewable heat | geothermal | medium | Regulation ability | Minimum load (of full load) [] | Minimum load | of full load | [] |  | H | [2, 5] | upper | 2025 | 0.2
45.3.a Geoth. DH, 1200m, E (LT) | Geothermal plant, electric heat pump, 2000 m, dh temp 70/35 degree - renewable heat - geothermal - medium | Geothermal plant, electric heat pump, 2000 m, dh temp 70/35 degree | renewable heat | geothermal | medium | Regulation ability | Minimum load (of full load) [] | Minimum load | of full load | [] |  | H | [2, 5] | ctrl | 2030 | 0.2
45.3.a Geoth. DH, 1200m, E (LT) | Geothermal plant, electric heat pump, 2000 m, dh temp 70/35 degree - renewable heat - geothermal - medium | Geothermal plant, electric heat pump, 2000 m, dh temp 70/35 degree | renewable heat | geothermal | medium | Regulation ability | Minimum load (of full load) [] | Minimum load | of full load | [] |  | H | [2, 5] | ctrl | 2040 | 0.2
45.3.a Geoth. DH, 1200m, E (LT) | Geothermal plant, electric heat pump, 2000 m, dh temp 70/35 degree - renewable heat - geothermal - medium | Geothermal plant, electric heat pump, 2000 m, dh temp 70/35 degree | renewable heat | geothermal | medium | Regulation ability | Minimum load (of full load) [] | Minimum load | of full load | [] |  | H | [2, 5] | ctrl | 2050 | 0.2
45.3.a Geoth. DH, 1200m, E (LT) | Geothermal plant, electric heat pump, 2000 m, dh temp 70/35 degree - renewable heat - geothermal - medium | Geothermal plant, electric heat pump, 2000 m, dh temp 70/35 degree | renewable heat | geothermal | medium | Regulation ability | Minimum load (of full load) [] | Minimum load | of full load | [] |  | H | [2, 5] | lower | 2050 | 0.2
45.3.a Geoth. DH, 1200m, E (LT) | Geothermal plant, electric heat pump, 2000 m, dh temp 70/35 degree - renewable heat - geothermal - medium | Geothermal plant, electric heat pump, 2000 m, dh temp 70/35 degree | renewable heat | geothermal | medium | Regulation ability | Minimum load (of full load) [] | Minimum load | of full load | [] |  | H | [2, 5] | upper | 2050 | 0.2
45.3.a Geoth. DH, 1200m, E (LT) | Geothermal plant, electric heat pump, 2000 m, dh temp 70/35 degree - renewable heat - geothermal - medium | Geothermal plant, electric heat pump, 2000 m, dh temp 70/35 degree | renewable heat | geothermal | medium | Regulation ability | Primary regulation (of full load, per 30 seconds) [] | Primary regulation | of full load, per 30 seconds | [] |  | H |  | ctrl | 2020
45.3.a Geoth. DH, 1200m, E (LT) | Geothermal plant, electric heat pump, 2000 m, dh temp 70/35 degree - renewable heat - geothermal - medium | Geothermal plant, electric heat pump, 2000 m, dh temp 70/35 degree | renewable heat | geothermal | medium | Regulation ability | Primary regulation (of full load, per 30 seconds) [] | Primary regulation | of full load, per 30 seconds | [] |  | H |  | ctrl | 2025
45.3.a Geoth. DH, 1200m, E (LT) | Geothermal plant, electric heat pump, 2000 m, dh temp 70/35 degree - renewable heat - geothermal - medium | Geothermal plant, electric heat pump, 2000 m, dh temp 70/35 degree | renewable heat | geothermal | medium | Regulation ability | Primary regulation (of full load, per 30 seconds) [] | Primary regulation | of full load, per 30 seconds | [] |  | H |  | lower | 2025
45.3.a Geoth. DH, 1200m, E (LT) | Geothermal plant, electric heat pump, 2000 m, dh temp 70/35 degree - renewable heat - geothermal - medium | Geothermal plant, electric heat pump, 2000 m, dh temp 70/35 degree | renewable heat | geothermal | medium | Regulation ability | Primary regulation (of full load, per 30 seconds) [] | Primary regulation | of full load, per 30 seconds | [] |  | H |  | upper | 2025
45.3.a Geoth. DH, 1200m, E (LT) | Geothermal plant, electric heat pump, 2000 m, dh temp 70/35 degree - renewable heat - geothermal - medium | Geothermal plant, electric heat pump, 2000 m, dh temp 70/35 degree | renewable heat | geothermal | medium | Regulation ability | Primary regulation (of full load, per 30 seconds) [] | Primary regulation | of full load, per 30 seconds | [] |  | H |  | ctrl | 2030
45.3.a Geoth. DH, 1200m, E (LT) | Geothermal plant, electric heat pump, 2000 m, dh temp 70/35 degree - renewable heat - geothermal - medium | Geothermal plant, electric heat pump, 2000 m, dh temp 70/35 degree | renewable heat | geothermal | medium | Regulation ability | Primary regulation (of full load, per 30 seconds) [] | Primary regulation | of full load, per 30 seconds | [] |  | H |  | ctrl | 2040
45.3.a Geoth. DH, 1200m, E (LT) | Geothermal plant, electric heat pump, 2000 m, dh temp 70/35 degree - renewable heat - geothermal - medium | Geothermal plant, electric heat pump, 2000 m, dh temp 70/35 degree | renewable heat | geothermal | medium | Regulation ability | Primary regulation (of full load, per 30 seconds) [] | Primary regulation | of full load, per 30 seconds | [] |  | H |  | ctrl | 2050
45.3.a Geoth. DH, 1200m, E (LT) | Geothermal plant, electric heat pump, 2000 m, dh temp 70/35 degree - renewable heat - geothermal - medium | Geothermal plant, electric heat pump, 2000 m, dh temp 70/35 degree | renewable heat | geothermal | medium | Regulation ability | Primary regulation (of full load, per 30 seconds) [] | Primary regulation | of full load, per 30 seconds | [] |  | H |  | lower | 2050
45.3.a Geoth. DH, 1200m, E (LT) | Geothermal plant, electric heat pump, 2000 m, dh temp 70/35 degree - renewable heat - geothermal - medium | Geothermal plant, electric heat pump, 2000 m, dh temp 70/35 degree | renewable heat | geothermal | medium | Regulation ability | Primary regulation (of full load, per 30 seconds) [] | Primary regulation | of full load, per 30 seconds | [] |  | H |  | upper | 2050
45.3.a Geoth. DH, 1200m, E (LT) | Geothermal plant, electric heat pump, 2000 m, dh temp 70/35 degree - renewable heat - geothermal - medium | Geothermal plant, electric heat pump, 2000 m, dh temp 70/35 degree | renewable heat | geothermal | medium | Regulation ability | Secondary regulation (of full load, per minute) [] | Secondary regulation | of full load, per minute | [] |  | H |  | ctrl | 2020
45.3.a Geoth. DH, 1200m, E (LT) | Geothermal plant, electric heat pump, 2000 m, dh temp 70/35 degree - renewable heat - geothermal - medium | Geothermal plant, electric heat pump, 2000 m, dh temp 70/35 degree | renewable heat | geothermal | medium | Regulation ability | Secondary regulation (of full load, per minute) [] | Secondary regulation | of full load, per minute | [] |  | H |  | ctrl | 2025
45.3.a Geoth. DH, 1200m, E (LT) | Geothermal plant, electric heat pump, 2000 m, dh temp 70/35 degree - renewable heat - geothermal - medium | Geothermal plant, electric heat pump, 2000 m, dh temp 70/35 degree | renewable heat | geothermal | medium | Regulation ability | Secondary regulation (of full load, per minute) [] | Secondary regulation | of full load, per minute | [] |  | H |  | lower | 2025
45.3.a Geoth. DH, 1200m, E (LT) | Geothermal plant, electric heat pump, 2000 m, dh temp 70/35 degree - renewable heat - geothermal - medium | Geothermal plant, electric heat pump, 2000 m, dh temp 70/35 degree | renewable heat | geothermal | medium | Regulation ability | Secondary regulation (of full load, per minute) [] | Secondary regulation | of full load, per minute | [] |  | H |  | upper | 2025
45.3.a Geoth. DH, 1200m, E (LT) | Geothermal plant, electric heat pump, 2000 m, dh temp 70/35 degree - renewable heat - geothermal - medium | Geothermal plant, electric heat pump, 2000 m, dh temp 70/35 degree | renewable heat | geothermal | medium | Regulation ability | Secondary regulation (of full load, per minute) [] | Secondary regulation | of full load, per minute | [] |  | H |  | ctrl | 2030
45.3.a Geoth. DH, 1200m, E (LT) | Geothermal plant, electric heat pump, 2000 m, dh temp 70/35 degree - renewable heat - geothermal - medium | Geothermal plant, electric heat pump, 2000 m, dh temp 70/35 degree | renewable heat | geothermal | medium | Regulation ability | Secondary regulation (of full load, per minute) [] | Secondary regulation | of full load, per minute | [] |  | H |  | ctrl | 2040
45.3.a Geoth. DH, 1200m, E (LT) | Geothermal plant, electric heat pump, 2000 m, dh temp 70/35 degree - renewable heat - geothermal - medium | Geothermal plant, electric heat pump, 2000 m, dh temp 70/35 degree | renewable heat | geothermal | medium | Regulation ability | Secondary regulation (of full load, per minute) [] | Secondary regulation | of full load, per minute | [] |  | H |  | ctrl | 2050
45.3.a Geoth. DH, 1200m, E (LT) | Geothermal plant, electric heat pump, 2000 m, dh temp 70/35 degree - renewable heat - geothermal - medium | Geothermal plant, electric heat pump, 2000 m, dh temp 70/35 degree | renewable heat | geothermal | medium | Regulation ability | Secondary regulation (of full load, per minute) [] | Secondary regulation | of full load, per minute | [] |  | H |  | lower | 2050
45.3.a Geoth. DH, 1200m, E (LT) | Geothermal plant, electric heat pump, 2000 m, dh temp 70/35 degree - renewable heat - geothermal - medium | Geothermal plant, electric heat pump, 2000 m, dh temp 70/35 degree | renewable heat | geothermal | medium | Regulation ability | Secondary regulation (of full load, per minute) [] | Secondary regulation | of full load, per minute | [] |  | H |  | upper | 2050
45.3.a Geoth. DH, 1200m, E (LT) | Geothermal plant, electric heat pump, 2000 m, dh temp 70/35 degree - renewable heat - geothermal - medium | Geothermal plant, electric heat pump, 2000 m, dh temp 70/35 degree | renewable heat | geothermal | medium | Regulation ability | Warm start-up time [hours] | Warm start-up time |  | hours |  |  |  | ctrl | 2020
45.3.a Geoth. DH, 1200m, E (LT) | Geothermal plant, electric heat pump, 2000 m, dh temp 70/35 degree - renewable heat - geothermal - medium | Geothermal plant, electric heat pump, 2000 m, dh temp 70/35 degree | renewable heat | geothermal | medium | Regulation ability | Warm start-up time [hours] | Warm start-up time |  | hours |  |  |  | ctrl | 2025
45.3.a Geoth. DH, 1200m, E (LT) | Geothermal plant, electric heat pump, 2000 m, dh temp 70/35 degree - renewable heat - geothermal - medium | Geothermal plant, electric heat pump, 2000 m, dh temp 70/35 degree | renewable heat | geothermal | medium | Regulation ability | Warm start-up time [hours] | Warm start-up time |  | hours |  |  |  | lower | 2025
45.3.a Geoth. DH, 1200m, E (LT) | Geothermal plant, electric heat pump, 2000 m, dh temp 70/35 degree - renewable heat - geothermal - medium | Geothermal plant, electric heat pump, 2000 m, dh temp 70/35 degree | renewable heat | geothermal | medium | Regulation ability | Warm start-up time [hours] | Warm start-up time |  | hours |  |  |  | upper | 2025
45.3.a Geoth. DH, 1200m, E (LT) | Geothermal plant, electric heat pump, 2000 m, dh temp 70/35 degree - renewable heat - geothermal - medium | Geothermal plant, electric heat pump, 2000 m, dh temp 70/35 degree | renewable heat | geothermal | medium | Regulation ability | Warm start-up time [hours] | Warm start-up time |  | hours |  |  |  | ctrl | 2030
45.3.a Geoth. DH, 1200m, E (LT) | Geothermal plant, electric heat pump, 2000 m, dh temp 70/35 degree - renewable heat - geothermal - medium | Geothermal plant, electric heat pump, 2000 m, dh temp 70/35 degree | renewable heat | geothermal | medium | Regulation ability | Warm start-up time [hours] | Warm start-up time |  | hours |  |  |  | ctrl | 2040
45.3.a Geoth. DH, 1200m, E (LT) | Geothermal plant, electric heat pump, 2000 m, dh temp 70/35 degree - renewable heat - geothermal - medium | Geothermal plant, electric heat pump, 2000 m, dh temp 70/35 degree | renewable heat | geothermal | medium | Regulation ability | Warm start-up time [hours] | Warm start-up time |  | hours |  |  |  | ctrl | 2050
45.3.a Geoth. DH, 1200m, E (LT) | Geothermal plant, electric heat pump, 2000 m, dh temp 70/35 degree - renewable heat - geothermal - medium | Geothermal plant, electric heat pump, 2000 m, dh temp 70/35 degree | renewable heat | geothermal | medium | Regulation ability | Warm start-up time [hours] | Warm start-up time |  | hours |  |  |  | lower | 2050
45.3.a Geoth. DH, 1200m, E (LT) | Geothermal plant, electric heat pump, 2000 m, dh temp 70/35 degree - renewable heat - geothermal - medium | Geothermal plant, electric heat pump, 2000 m, dh temp 70/35 degree | renewable heat | geothermal | medium | Regulation ability | Warm start-up time [hours] | Warm start-up time |  | hours |  |  |  | upper | 2050
45.3.a Geoth. DH, 1200m, E (LT) | Geothermal plant, electric heat pump, 2000 m, dh temp 70/35 degree - renewable heat - geothermal - medium | Geothermal plant, electric heat pump, 2000 m, dh temp 70/35 degree | renewable heat | geothermal | medium | Technology-specific data | Depth of geothermal well [m] | Depth of geothermal well |  | m |  |  | 1 | ctrl | 2020 | 1200
45.3.a Geoth. DH, 1200m, E (LT) | Geothermal plant, electric heat pump, 2000 m, dh temp 70/35 degree - renewable heat - geothermal - medium | Geothermal plant, electric heat pump, 2000 m, dh temp 70/35 degree | renewable heat | geothermal | medium | Technology-specific data | Depth of geothermal well [m] | Depth of geothermal well |  | m |  |  | 1 | ctrl | 2025 | 1200
45.3.a Geoth. DH, 1200m, E (LT) | Geothermal plant, electric heat pump, 2000 m, dh temp 70/35 degree - renewable heat - geothermal - medium | Geothermal plant, electric heat pump, 2000 m, dh temp 70/35 degree | renewable heat | geothermal | medium | Technology-specific data | Depth of geothermal well [m] | Depth of geothermal well |  | m |  |  | 1 | lower | 2025 | 1200
45.3.a Geoth. DH, 1200m, E (LT) | Geothermal plant, electric heat pump, 2000 m, dh temp 70/35 degree - renewable heat - geothermal - medium | Geothermal plant, electric heat pump, 2000 m, dh temp 70/35 degree | renewable heat | geothermal | medium | Technology-specific data | Depth of geothermal well [m] | Depth of geothermal well |  | m |  |  | 1 | upper | 2025 | 1200
45.3.a Geoth. DH, 1200m, E (LT) | Geothermal plant, electric heat pump, 2000 m, dh temp 70/35 degree - renewable heat - geothermal - medium | Geothermal plant, electric heat pump, 2000 m, dh temp 70/35 degree | renewable heat | geothermal | medium | Technology-specific data | Depth of geothermal well [m] | Depth of geothermal well |  | m |  |  | 1 | ctrl | 2030 | 1200
45.3.a Geoth. DH, 1200m, E (LT) | Geothermal plant, electric heat pump, 2000 m, dh temp 70/35 degree - renewable heat - geothermal - medium | Geothermal plant, electric heat pump, 2000 m, dh temp 70/35 degree | renewable heat | geothermal | medium | Technology-specific data | Depth of geothermal well [m] | Depth of geothermal well |  | m |  |  | 1 | ctrl | 2040 | 1200
45.3.a Geoth. DH, 1200m, E (LT) | Geothermal plant, electric heat pump, 2000 m, dh temp 70/35 degree - renewable heat - geothermal - medium | Geothermal plant, electric heat pump, 2000 m, dh temp 70/35 degree | renewable heat | geothermal | medium | Technology-specific data | Depth of geothermal well [m] | Depth of geothermal well |  | m |  |  | 1 | ctrl | 2050 | 1200
45.3.a Geoth. DH, 1200m, E (LT) | Geothermal plant, electric heat pump, 2000 m, dh temp 70/35 degree - renewable heat - geothermal - medium | Geothermal plant, electric heat pump, 2000 m, dh temp 70/35 degree | renewable heat | geothermal | medium | Technology-specific data | Depth of geothermal well [m] | Depth of geothermal well |  | m |  |  | 1 | lower | 2050 | 1200
45.3.a Geoth. DH, 1200m, E (LT) | Geothermal plant, electric heat pump, 2000 m, dh temp 70/35 degree - renewable heat - geothermal - medium | Geothermal plant, electric heat pump, 2000 m, dh temp 70/35 degree | renewable heat | geothermal | medium | Technology-specific data | Depth of geothermal well [m] | Depth of geothermal well |  | m |  |  | 1 | upper | 2050 | 1200
45.3.a Geoth. DH, 1200m, E (LT) | Geothermal plant, electric heat pump, 2000 m, dh temp 70/35 degree - renewable heat - geothermal - medium | Geothermal plant, electric heat pump, 2000 m, dh temp 70/35 degree | renewable heat | geothermal | medium | Technology-specific data | Heat generation from geothermal ressource [MW_h] | Heat generation from geothermal ressource |  | MW_h |  | [I, A, L, N] | 1 | ctrl | 2020 | 9.41
45.3.a Geoth. DH, 1200m, E (LT) | Geothermal plant, electric heat pump, 2000 m, dh temp 70/35 degree - renewable heat - geothermal - medium | Geothermal plant, electric heat pump, 2000 m, dh temp 70/35 degree | renewable heat | geothermal | medium | Technology-specific data | Heat generation from geothermal ressource [MW_h] | Heat generation from geothermal ressource |  | MW_h |  | [I, A, L, N] | 1 | ctrl | 2025 | 9.41
45.3.a Geoth. DH, 1200m, E (LT) | Geothermal plant, electric heat pump, 2000 m, dh temp 70/35 degree - renewable heat - geothermal - medium | Geothermal plant, electric heat pump, 2000 m, dh temp 70/35 degree | renewable heat | geothermal | medium | Technology-specific data | Heat generation from geothermal ressource [MW_h] | Heat generation from geothermal ressource |  | MW_h |  | [I, A, L, N] | 1 | lower | 2025 | 15.88
45.3.a Geoth. DH, 1200m, E (LT) | Geothermal plant, electric heat pump, 2000 m, dh temp 70/35 degree - renewable heat - geothermal - medium | Geothermal plant, electric heat pump, 2000 m, dh temp 70/35 degree | renewable heat | geothermal | medium | Technology-specific data | Heat generation from geothermal ressource [MW_h] | Heat generation from geothermal ressource |  | MW_h |  | [I, A, L, N] | 1 | upper | 2025 | 3.53
45.3.a Geoth. DH, 1200m, E (LT) | Geothermal plant, electric heat pump, 2000 m, dh temp 70/35 degree - renewable heat - geothermal - medium | Geothermal plant, electric heat pump, 2000 m, dh temp 70/35 degree | renewable heat | geothermal | medium | Technology-specific data | Heat generation from geothermal ressource [MW_h] | Heat generation from geothermal ressource |  | MW_h |  | [I, A, L, N] | 1 | ctrl | 2030 | 9.41
45.3.a Geoth. DH, 1200m, E (LT) | Geothermal plant, electric heat pump, 2000 m, dh temp 70/35 degree - renewable heat - geothermal - medium | Geothermal plant, electric heat pump, 2000 m, dh temp 70/35 degree | renewable heat | geothermal | medium | Technology-specific data | Heat generation from geothermal ressource [MW_h] | Heat generation from geothermal ressource |  | MW_h |  | [I, A, L, N] | 1 | ctrl | 2040 | 9.41
45.3.a Geoth. DH, 1200m, E (LT) | Geothermal plant, electric heat pump, 2000 m, dh temp 70/35 degree - renewable heat - geothermal - medium | Geothermal plant, electric heat pump, 2000 m, dh temp 70/35 degree | renewable heat | geothermal | medium | Technology-specific data | Heat generation from geothermal ressource [MW_h] | Heat generation from geothermal ressource |  | MW_h |  | [I, A, L, N] | 1 | ctrl | 2050 | 9.41
45.3.a Geoth. DH, 1200m, E (LT) | Geothermal plant, electric heat pump, 2000 m, dh temp 70/35 degree - renewable heat - geothermal - medium | Geothermal plant, electric heat pump, 2000 m, dh temp 70/35 degree | renewable heat | geothermal | medium | Technology-specific data | Heat generation from geothermal ressource [MW_h] | Heat generation from geothermal ressource |  | MW_h |  | [I, A, L, N] | 1 | lower | 2050 | 15.88
45.3.a Geoth. DH, 1200m, E (LT) | Geothermal plant, electric heat pump, 2000 m, dh temp 70/35 degree - renewable heat - geothermal - medium | Geothermal plant, electric heat pump, 2000 m, dh temp 70/35 degree | renewable heat | geothermal | medium | Technology-specific data | Heat generation from geothermal ressource [MW_h] | Heat generation from geothermal ressource |  | MW_h |  | [I, A, L, N] | 1 | upper | 2050 | 3.53
45.3.a Geoth. DH, 1200m, E (LT) | Geothermal plant, electric heat pump, 2000 m, dh temp 70/35 degree - renewable heat - geothermal - medium | Geothermal plant, electric heat pump, 2000 m, dh temp 70/35 degree | renewable heat | geothermal | medium | Technology-specific data | Heat generation from heat pumps [MW_h] | Heat generation from heat pumps |  | MW_h |  | A | 1 | ctrl | 2020 | 1.5241
45.3.a Geoth. DH, 1200m, E (LT) | Geothermal plant, electric heat pump, 2000 m, dh temp 70/35 degree - renewable heat - geothermal - medium | Geothermal plant, electric heat pump, 2000 m, dh temp 70/35 degree | renewable heat | geothermal | medium | Technology-specific data | Heat generation from heat pumps [MW_h] | Heat generation from heat pumps |  | MW_h |  | A | 1 | ctrl | 2025 | 1.4891
45.3.a Geoth. DH, 1200m, E (LT) | Geothermal plant, electric heat pump, 2000 m, dh temp 70/35 degree - renewable heat - geothermal - medium | Geothermal plant, electric heat pump, 2000 m, dh temp 70/35 degree | renewable heat | geothermal | medium | Technology-specific data | Heat generation from heat pumps [MW_h] | Heat generation from heat pumps |  | MW_h |  | A | 1 | lower | 2025 | 2.5135
45.3.a Geoth. DH, 1200m, E (LT) | Geothermal plant, electric heat pump, 2000 m, dh temp 70/35 degree - renewable heat - geothermal - medium | Geothermal plant, electric heat pump, 2000 m, dh temp 70/35 degree | renewable heat | geothermal | medium | Technology-specific data | Heat generation from heat pumps [MW_h] | Heat generation from heat pumps |  | MW_h |  | A | 1 | upper | 2025 | 0.55874
45.3.a Geoth. DH, 1200m, E (LT) | Geothermal plant, electric heat pump, 2000 m, dh temp 70/35 degree - renewable heat - geothermal - medium | Geothermal plant, electric heat pump, 2000 m, dh temp 70/35 degree | renewable heat | geothermal | medium | Technology-specific data | Heat generation from heat pumps [MW_h] | Heat generation from heat pumps |  | MW_h |  | A | 1 | ctrl | 2030 | 1.4556
45.3.a Geoth. DH, 1200m, E (LT) | Geothermal plant, electric heat pump, 2000 m, dh temp 70/35 degree - renewable heat - geothermal - medium | Geothermal plant, electric heat pump, 2000 m, dh temp 70/35 degree | renewable heat | geothermal | medium | Technology-specific data | Heat generation from heat pumps [MW_h] | Heat generation from heat pumps |  | MW_h |  | A | 1 | ctrl | 2040 | 1.3931
45.3.a Geoth. DH, 1200m, E (LT) | Geothermal plant, electric heat pump, 2000 m, dh temp 70/35 degree - renewable heat - geothermal - medium | Geothermal plant, electric heat pump, 2000 m, dh temp 70/35 degree | renewable heat | geothermal | medium | Technology-specific data | Heat generation from heat pumps [MW_h] | Heat generation from heat pumps |  | MW_h |  | A | 1 | ctrl | 2050 | 1.3638
45.3.a Geoth. DH, 1200m, E (LT) | Geothermal plant, electric heat pump, 2000 m, dh temp 70/35 degree - renewable heat - geothermal - medium | Geothermal plant, electric heat pump, 2000 m, dh temp 70/35 degree | renewable heat | geothermal | medium | Technology-specific data | Heat generation from heat pumps [MW_h] | Heat generation from heat pumps |  | MW_h |  | A | 1 | lower | 2050 | 2.3021
45.3.a Geoth. DH, 1200m, E (LT) | Geothermal plant, electric heat pump, 2000 m, dh temp 70/35 degree - renewable heat - geothermal - medium | Geothermal plant, electric heat pump, 2000 m, dh temp 70/35 degree | renewable heat | geothermal | medium | Technology-specific data | Heat generation from heat pumps [MW_h] | Heat generation from heat pumps |  | MW_h |  | A | 1 | upper | 2050 | 0.51173
45.3.a Geoth. DH, 1200m, E (LT) | Geothermal plant, electric heat pump, 2000 m, dh temp 70/35 degree - renewable heat - geothermal - medium | Geothermal plant, electric heat pump, 2000 m, dh temp 70/35 degree | renewable heat | geothermal | medium | Technology-specific data | Number of injection wells | Number of injection wells |  |  |  | [L, N] | 1 | ctrl | 2020 | 4
45.3.a Geoth. DH, 1200m, E (LT) | Geothermal plant, electric heat pump, 2000 m, dh temp 70/35 degree - renewable heat - geothermal - medium | Geothermal plant, electric heat pump, 2000 m, dh temp 70/35 degree | renewable heat | geothermal | medium | Technology-specific data | Number of injection wells | Number of injection wells |  |  |  | [L, N] | 1 | ctrl | 2025 | 4
45.3.a Geoth. DH, 1200m, E (LT) | Geothermal plant, electric heat pump, 2000 m, dh temp 70/35 degree - renewable heat - geothermal - medium | Geothermal plant, electric heat pump, 2000 m, dh temp 70/35 degree | renewable heat | geothermal | medium | Technology-specific data | Number of injection wells | Number of injection wells |  |  |  | [L, N] | 1 | lower | 2025 | 3
45.3.a Geoth. DH, 1200m, E (LT) | Geothermal plant, electric heat pump, 2000 m, dh temp 70/35 degree - renewable heat - geothermal - medium | Geothermal plant, electric heat pump, 2000 m, dh temp 70/35 degree | renewable heat | geothermal | medium | Technology-specific data | Number of injection wells | Number of injection wells |  |  |  | [L, N] | 1 | upper | 2025 | 2
45.3.a Geoth. DH, 1200m, E (LT) | Geothermal plant, electric heat pump, 2000 m, dh temp 70/35 degree - renewable heat - geothermal - medium | Geothermal plant, electric heat pump, 2000 m, dh temp 70/35 degree | renewable heat | geothermal | medium | Technology-specific data | Number of injection wells | Number of injection wells |  |  |  | [L, N] | 1 | ctrl | 2030 | 4
45.3.a Geoth. DH, 1200m, E (LT) | Geothermal plant, electric heat pump, 2000 m, dh temp 70/35 degree - renewable heat - geothermal - medium | Geothermal plant, electric heat pump, 2000 m, dh temp 70/35 degree | renewable heat | geothermal | medium | Technology-specific data | Number of injection wells | Number of injection wells |  |  |  | [L, N] | 1 | ctrl | 2040 | 4
45.3.a Geoth. DH, 1200m, E (LT) | Geothermal plant, electric heat pump, 2000 m, dh temp 70/35 degree - renewable heat - geothermal - medium | Geothermal plant, electric heat pump, 2000 m, dh temp 70/35 degree | renewable heat | geothermal | medium | Technology-specific data | Number of injection wells | Number of injection wells |  |  |  | [L, N] | 1 | ctrl | 2050 | 4
45.3.a Geoth. DH, 1200m, E (LT) | Geothermal plant, electric heat pump, 2000 m, dh temp 70/35 degree - renewable heat - geothermal - medium | Geothermal plant, electric heat pump, 2000 m, dh temp 70/35 degree | renewable heat | geothermal | medium | Technology-specific data | Number of injection wells | Number of injection wells |  |  |  | [L, N] | 1 | lower | 2050 | 3
45.3.a Geoth. DH, 1200m, E (LT) | Geothermal plant, electric heat pump, 2000 m, dh temp 70/35 degree - renewable heat - geothermal - medium | Geothermal plant, electric heat pump, 2000 m, dh temp 70/35 degree | renewable heat | geothermal | medium | Technology-specific data | Number of injection wells | Number of injection wells |  |  |  | [L, N] | 1 | upper | 2050 | 2
45.3.a Geoth. DH, 1200m, E (LT) | Geothermal plant, electric heat pump, 2000 m, dh temp 70/35 degree - renewable heat - geothermal - medium | Geothermal plant, electric heat pump, 2000 m, dh temp 70/35 degree | renewable heat | geothermal | medium | Technology-specific data | Number of production wells | Number of production wells |  |  |  | [L, N] | 1 | ctrl | 2020 | 2
45.3.a Geoth. DH, 1200m, E (LT) | Geothermal plant, electric heat pump, 2000 m, dh temp 70/35 degree - renewable heat - geothermal - medium | Geothermal plant, electric heat pump, 2000 m, dh temp 70/35 degree | renewable heat | geothermal | medium | Technology-specific data | Number of production wells | Number of production wells |  |  |  | [L, N] | 1 | ctrl | 2025 | 2
45.3.a Geoth. DH, 1200m, E (LT) | Geothermal plant, electric heat pump, 2000 m, dh temp 70/35 degree - renewable heat - geothermal - medium | Geothermal plant, electric heat pump, 2000 m, dh temp 70/35 degree | renewable heat | geothermal | medium | Technology-specific data | Number of production wells | Number of production wells |  |  |  | [L, N] | 1 | lower | 2025 | 3
45.3.a Geoth. DH, 1200m, E (LT) | Geothermal plant, electric heat pump, 2000 m, dh temp 70/35 degree - renewable heat - geothermal - medium | Geothermal plant, electric heat pump, 2000 m, dh temp 70/35 degree | renewable heat | geothermal | medium | Technology-specific data | Number of production wells | Number of production wells |  |  |  | [L, N] | 1 | upper | 2025 | 1
45.3.a Geoth. DH, 1200m, E (LT) | Geothermal plant, electric heat pump, 2000 m, dh temp 70/35 degree - renewable heat - geothermal - medium | Geothermal plant, electric heat pump, 2000 m, dh temp 70/35 degree | renewable heat | geothermal | medium | Technology-specific data | Number of production wells | Number of production wells |  |  |  | [L, N] | 1 | ctrl | 2030 | 2
45.3.a Geoth. DH, 1200m, E (LT) | Geothermal plant, electric heat pump, 2000 m, dh temp 70/35 degree - renewable heat - geothermal - medium | Geothermal plant, electric heat pump, 2000 m, dh temp 70/35 degree | renewable heat | geothermal | medium | Technology-specific data | Number of production wells | Number of production wells |  |  |  | [L, N] | 1 | ctrl | 2040 | 2
45.3.a Geoth. DH, 1200m, E (LT) | Geothermal plant, electric heat pump, 2000 m, dh temp 70/35 degree - renewable heat - geothermal - medium | Geothermal plant, electric heat pump, 2000 m, dh temp 70/35 degree | renewable heat | geothermal | medium | Technology-specific data | Number of production wells | Number of production wells |  |  |  | [L, N] | 1 | ctrl | 2050 | 2
45.3.a Geoth. DH, 1200m, E (LT) | Geothermal plant, electric heat pump, 2000 m, dh temp 70/35 degree - renewable heat - geothermal - medium | Geothermal plant, electric heat pump, 2000 m, dh temp 70/35 degree | renewable heat | geothermal | medium | Technology-specific data | Number of production wells | Number of production wells |  |  |  | [L, N] | 1 | lower | 2050 | 3
45.3.a Geoth. DH, 1200m, E (LT) | Geothermal plant, electric heat pump, 2000 m, dh temp 70/35 degree - renewable heat - geothermal - medium | Geothermal plant, electric heat pump, 2000 m, dh temp 70/35 degree | renewable heat | geothermal | medium | Technology-specific data | Number of production wells | Number of production wells |  |  |  | [L, N] | 1 | upper | 2050 | 1
45.3.a Geoth. DH, 1200m, E (LT) | Geothermal plant, electric heat pump, 2000 m, dh temp 70/35 degree - renewable heat - geothermal - medium | Geothermal plant, electric heat pump, 2000 m, dh temp 70/35 degree | renewable heat | geothermal | medium | Technology-specific data | Heat pump SCOP (net, annual average) [] | Heat pump SCOP | net, annual average | [] |  | [A, N] |  | ctrl | 2020 | 6.03
45.3.a Geoth. DH, 1200m, E (LT) | Geothermal plant, electric heat pump, 2000 m, dh temp 70/35 degree - renewable heat - geothermal - medium | Geothermal plant, electric heat pump, 2000 m, dh temp 70/35 degree | renewable heat | geothermal | medium | Technology-specific data | Heat pump SCOP (net, annual average) [] | Heat pump SCOP | net, annual average | [] |  | [A, N] |  | ctrl | 2025 | 6.1482
45.3.a Geoth. DH, 1200m, E (LT) | Geothermal plant, electric heat pump, 2000 m, dh temp 70/35 degree - renewable heat - geothermal - medium | Geothermal plant, electric heat pump, 2000 m, dh temp 70/35 degree | renewable heat | geothermal | medium | Technology-specific data | Heat pump SCOP (net, annual average) [] | Heat pump SCOP | net, annual average | [] |  | [A, N] |  | lower | 2025 | 6.1482
45.3.a Geoth. DH, 1200m, E (LT) | Geothermal plant, electric heat pump, 2000 m, dh temp 70/35 degree - renewable heat - geothermal - medium | Geothermal plant, electric heat pump, 2000 m, dh temp 70/35 degree | renewable heat | geothermal | medium | Technology-specific data | Heat pump SCOP (net, annual average) [] | Heat pump SCOP | net, annual average | [] |  | [A, N] |  | upper | 2025 | 6.1482
45.3.a Geoth. DH, 1200m, E (LT) | Geothermal plant, electric heat pump, 2000 m, dh temp 70/35 degree - renewable heat - geothermal - medium | Geothermal plant, electric heat pump, 2000 m, dh temp 70/35 degree | renewable heat | geothermal | medium | Technology-specific data | Heat pump SCOP (net, annual average) [] | Heat pump SCOP | net, annual average | [] |  | [A, N] |  | ctrl | 2030 | 6.2665
45.3.a Geoth. DH, 1200m, E (LT) | Geothermal plant, electric heat pump, 2000 m, dh temp 70/35 degree - renewable heat - geothermal - medium | Geothermal plant, electric heat pump, 2000 m, dh temp 70/35 degree | renewable heat | geothermal | medium | Technology-specific data | Heat pump SCOP (net, annual average) [] | Heat pump SCOP | net, annual average | [] |  | [A, N] |  | ctrl | 2040 | 6.5029
45.3.a Geoth. DH, 1200m, E (LT) | Geothermal plant, electric heat pump, 2000 m, dh temp 70/35 degree - renewable heat - geothermal - medium | Geothermal plant, electric heat pump, 2000 m, dh temp 70/35 degree | renewable heat | geothermal | medium | Technology-specific data | Heat pump SCOP (net, annual average) [] | Heat pump SCOP | net, annual average | [] |  | [A, N] |  | ctrl | 2050 | 6.6212
45.3.a Geoth. DH, 1200m, E (LT) | Geothermal plant, electric heat pump, 2000 m, dh temp 70/35 degree - renewable heat - geothermal - medium | Geothermal plant, electric heat pump, 2000 m, dh temp 70/35 degree | renewable heat | geothermal | medium | Technology-specific data | Heat pump SCOP (net, annual average) [] | Heat pump SCOP | net, annual average | [] |  | [A, N] |  | lower | 2050 | 6.6212
45.3.a Geoth. DH, 1200m, E (LT) | Geothermal plant, electric heat pump, 2000 m, dh temp 70/35 degree - renewable heat - geothermal - medium | Geothermal plant, electric heat pump, 2000 m, dh temp 70/35 degree | renewable heat | geothermal | medium | Technology-specific data | Heat pump SCOP (net, annual average) [] | Heat pump SCOP | net, annual average | [] |  | [A, N] |  | upper | 2050 | 6.6212
45.3.b Geoth DH, 2000m, E (LT) | Geothermal plant, electric heat pump, 2000m. DH temperature 70/35 degree - renewable heat - geothermal - medium | Geothermal plant, electric heat pump, 2000m. DH temperature 70/35 degree | renewable heat | geothermal | medium | Energy/technical data | Auxiliary Electricity consumption (share of heat gen.) [] | Auxiliary Electricity consumption | share of heat gen. | [] |  | B | [2, 3, 4] | ctrl | 2020 | 0.067497
45.3.b Geoth DH, 2000m, E (LT) | Geothermal plant, electric heat pump, 2000m. DH temperature 70/35 degree - renewable heat - geothermal - medium | Geothermal plant, electric heat pump, 2000m. DH temperature 70/35 degree | renewable heat | geothermal | medium | Energy/technical data | Auxiliary Electricity consumption (share of heat gen.) [] | Auxiliary Electricity consumption | share of heat gen. | [] |  | B | [2, 3, 4] | ctrl | 2025 | 0.067554
45.3.b Geoth DH, 2000m, E (LT) | Geothermal plant, electric heat pump, 2000m. DH temperature 70/35 degree - renewable heat - geothermal - medium | Geothermal plant, electric heat pump, 2000m. DH temperature 70/35 degree | renewable heat | geothermal | medium | Energy/technical data | Auxiliary Electricity consumption (share of heat gen.) [] | Auxiliary Electricity consumption | share of heat gen. | [] |  | B | [2, 3, 4] | lower | 2025 | 0.038557
45.3.b Geoth DH, 2000m, E (LT) | Geothermal plant, electric heat pump, 2000m. DH temperature 70/35 degree - renewable heat - geothermal - medium | Geothermal plant, electric heat pump, 2000m. DH temperature 70/35 degree | renewable heat | geothermal | medium | Energy/technical data | Auxiliary Electricity consumption (share of heat gen.) [] | Auxiliary Electricity consumption | share of heat gen. | [] |  | B | [2, 3, 4] | upper | 2025 | 0.096617
45.3.b Geoth DH, 2000m, E (LT) | Geothermal plant, electric heat pump, 2000m. DH temperature 70/35 degree - renewable heat - geothermal - medium | Geothermal plant, electric heat pump, 2000m. DH temperature 70/35 degree | renewable heat | geothermal | medium | Energy/technical data | Auxiliary Electricity consumption (share of heat gen.) [] | Auxiliary Electricity consumption | share of heat gen. | [] |  | B | [2, 3, 4] | ctrl | 2030 | 0.067609
45.3.b Geoth DH, 2000m, E (LT) | Geothermal plant, electric heat pump, 2000m. DH temperature 70/35 degree - renewable heat - geothermal - medium | Geothermal plant, electric heat pump, 2000m. DH temperature 70/35 degree | renewable heat | geothermal | medium | Energy/technical data | Auxiliary Electricity consumption (share of heat gen.) [] | Auxiliary Electricity consumption | share of heat gen. | [] |  | B | [2, 3, 4] | ctrl | 2040 | 0.067711
45.3.b Geoth DH, 2000m, E (LT) | Geothermal plant, electric heat pump, 2000m. DH temperature 70/35 degree - renewable heat - geothermal - medium | Geothermal plant, electric heat pump, 2000m. DH temperature 70/35 degree | renewable heat | geothermal | medium | Energy/technical data | Auxiliary Electricity consumption (share of heat gen.) [] | Auxiliary Electricity consumption | share of heat gen. | [] |  | B | [2, 3, 4] | ctrl | 2050 | 0.067759
45.3.b Geoth DH, 2000m, E (LT) | Geothermal plant, electric heat pump, 2000m. DH temperature 70/35 degree - renewable heat - geothermal - medium | Geothermal plant, electric heat pump, 2000m. DH temperature 70/35 degree | renewable heat | geothermal | medium | Energy/technical data | Auxiliary Electricity consumption (share of heat gen.) [] | Auxiliary Electricity consumption | share of heat gen. | [] |  | B | [2, 3, 4] | lower | 2050 | 0.038557
45.3.b Geoth DH, 2000m, E (LT) | Geothermal plant, electric heat pump, 2000m. DH temperature 70/35 degree - renewable heat - geothermal - medium | Geothermal plant, electric heat pump, 2000m. DH temperature 70/35 degree | renewable heat | geothermal | medium | Energy/technical data | Auxiliary Electricity consumption (share of heat gen.) [] | Auxiliary Electricity consumption | share of heat gen. | [] |  | B | [2, 3, 4] | upper | 2050 | 0.096617
45.3.b Geoth DH, 2000m, E (LT) | Geothermal plant, electric heat pump, 2000m. DH temperature 70/35 degree - renewable heat - geothermal - medium | Geothermal plant, electric heat pump, 2000m. DH temperature 70/35 degree | renewable heat | geothermal | medium | Energy/technical data | Construction time [years] | Construction time |  | years |  |  | 5 | ctrl | 2020 | 4.5
45.3.b Geoth DH, 2000m, E (LT) | Geothermal plant, electric heat pump, 2000m. DH temperature 70/35 degree - renewable heat - geothermal - medium | Geothermal plant, electric heat pump, 2000m. DH temperature 70/35 degree | renewable heat | geothermal | medium | Energy/technical data | Construction time [years] | Construction time |  | years |  |  | 5 | ctrl | 2025 | 4.5
45.3.b Geoth DH, 2000m, E (LT) | Geothermal plant, electric heat pump, 2000m. DH temperature 70/35 degree - renewable heat - geothermal - medium | Geothermal plant, electric heat pump, 2000m. DH temperature 70/35 degree | renewable heat | geothermal | medium | Energy/technical data | Construction time [years] | Construction time |  | years |  |  | 5 | lower | 2025 | 4
45.3.b Geoth DH, 2000m, E (LT) | Geothermal plant, electric heat pump, 2000m. DH temperature 70/35 degree - renewable heat - geothermal - medium | Geothermal plant, electric heat pump, 2000m. DH temperature 70/35 degree | renewable heat | geothermal | medium | Energy/technical data | Construction time [years] | Construction time |  | years |  |  | 5 | upper | 2025 | 5
45.3.b Geoth DH, 2000m, E (LT) | Geothermal plant, electric heat pump, 2000m. DH temperature 70/35 degree - renewable heat - geothermal - medium | Geothermal plant, electric heat pump, 2000m. DH temperature 70/35 degree | renewable heat | geothermal | medium | Energy/technical data | Construction time [years] | Construction time |  | years |  |  | 5 | ctrl | 2030 | 4
45.3.b Geoth DH, 2000m, E (LT) | Geothermal plant, electric heat pump, 2000m. DH temperature 70/35 degree - renewable heat - geothermal - medium | Geothermal plant, electric heat pump, 2000m. DH temperature 70/35 degree | renewable heat | geothermal | medium | Energy/technical data | Construction time [years] | Construction time |  | years |  |  | 5 | ctrl | 2040 | 4
45.3.b Geoth DH, 2000m, E (LT) | Geothermal plant, electric heat pump, 2000m. DH temperature 70/35 degree - renewable heat - geothermal - medium | Geothermal plant, electric heat pump, 2000m. DH temperature 70/35 degree | renewable heat | geothermal | medium | Energy/technical data | Construction time [years] | Construction time |  | years |  |  | 5 | ctrl | 2050 | 4
45.3.b Geoth DH, 2000m, E (LT) | Geothermal plant, electric heat pump, 2000m. DH temperature 70/35 degree - renewable heat - geothermal - medium | Geothermal plant, electric heat pump, 2000m. DH temperature 70/35 degree | renewable heat | geothermal | medium | Energy/technical data | Construction time [years] | Construction time |  | years |  |  | 5 | lower | 2050 | 3
45.3.b Geoth DH, 2000m, E (LT) | Geothermal plant, electric heat pump, 2000m. DH temperature 70/35 degree - renewable heat - geothermal - medium | Geothermal plant, electric heat pump, 2000m. DH temperature 70/35 degree | renewable heat | geothermal | medium | Energy/technical data | Construction time [years] | Construction time |  | years |  |  | 5 | upper | 2050 | 5
45.3.b Geoth DH, 2000m, E (LT) | Geothermal plant, electric heat pump, 2000m. DH temperature 70/35 degree - renewable heat - geothermal - medium | Geothermal plant, electric heat pump, 2000m. DH temperature 70/35 degree | renewable heat | geothermal | medium | Energy/technical data | Forced outage [] | Forced outage |  | [] |  |  | 5 | ctrl | 2020 | 0.02
45.3.b Geoth DH, 2000m, E (LT) | Geothermal plant, electric heat pump, 2000m. DH temperature 70/35 degree - renewable heat - geothermal - medium | Geothermal plant, electric heat pump, 2000m. DH temperature 70/35 degree | renewable heat | geothermal | medium | Energy/technical data | Forced outage [] | Forced outage |  | [] |  |  | 5 | ctrl | 2025 | 0.02
45.3.b Geoth DH, 2000m, E (LT) | Geothermal plant, electric heat pump, 2000m. DH temperature 70/35 degree - renewable heat - geothermal - medium | Geothermal plant, electric heat pump, 2000m. DH temperature 70/35 degree | renewable heat | geothermal | medium | Energy/technical data | Forced outage [] | Forced outage |  | [] |  |  | 5 | lower | 2025 | 0.01
45.3.b Geoth DH, 2000m, E (LT) | Geothermal plant, electric heat pump, 2000m. DH temperature 70/35 degree - renewable heat - geothermal - medium | Geothermal plant, electric heat pump, 2000m. DH temperature 70/35 degree | renewable heat | geothermal | medium | Energy/technical data | Forced outage [] | Forced outage |  | [] |  |  | 5 | upper | 2025 | 0.03
45.3.b Geoth DH, 2000m, E (LT) | Geothermal plant, electric heat pump, 2000m. DH temperature 70/35 degree - renewable heat - geothermal - medium | Geothermal plant, electric heat pump, 2000m. DH temperature 70/35 degree | renewable heat | geothermal | medium | Energy/technical data | Forced outage [] | Forced outage |  | [] |  |  | 5 | ctrl | 2030 | 0.02
45.3.b Geoth DH, 2000m, E (LT) | Geothermal plant, electric heat pump, 2000m. DH temperature 70/35 degree - renewable heat - geothermal - medium | Geothermal plant, electric heat pump, 2000m. DH temperature 70/35 degree | renewable heat | geothermal | medium | Energy/technical data | Forced outage [] | Forced outage |  | [] |  |  | 5 | ctrl | 2040 | 0.02
45.3.b Geoth DH, 2000m, E (LT) | Geothermal plant, electric heat pump, 2000m. DH temperature 70/35 degree - renewable heat - geothermal - medium | Geothermal plant, electric heat pump, 2000m. DH temperature 70/35 degree | renewable heat | geothermal | medium | Energy/technical data | Forced outage [] | Forced outage |  | [] |  |  | 5 | ctrl | 2050 | 0.02
45.3.b Geoth DH, 2000m, E (LT) | Geothermal plant, electric heat pump, 2000m. DH temperature 70/35 degree - renewable heat - geothermal - medium | Geothermal plant, electric heat pump, 2000m. DH temperature 70/35 degree | renewable heat | geothermal | medium | Energy/technical data | Forced outage [] | Forced outage |  | [] |  |  | 5 | lower | 2050 | 0.01
45.3.b Geoth DH, 2000m, E (LT) | Geothermal plant, electric heat pump, 2000m. DH temperature 70/35 degree - renewable heat - geothermal - medium | Geothermal plant, electric heat pump, 2000m. DH temperature 70/35 degree | renewable heat | geothermal | medium | Energy/technical data | Forced outage [] | Forced outage |  | [] |  |  | 5 | upper | 2050 | 0.03
45.3.b Geoth DH, 2000m, E (LT) | Geothermal plant, electric heat pump, 2000m. DH temperature 70/35 degree - renewable heat - geothermal - medium | Geothermal plant, electric heat pump, 2000m. DH temperature 70/35 degree | renewable heat | geothermal | medium | Energy/technical data | Generating capacity for one unit [MW_h] | Generating capacity for one unit |  | MW_h |  | [I, A] | [1, 2] | ctrl | 2020 | 12.6523
45.3.b Geoth DH, 2000m, E (LT) | Geothermal plant, electric heat pump, 2000m. DH temperature 70/35 degree - renewable heat - geothermal - medium | Geothermal plant, electric heat pump, 2000m. DH temperature 70/35 degree | renewable heat | geothermal | medium | Energy/technical data | Generating capacity for one unit [MW_h] | Generating capacity for one unit |  | MW_h |  | [I, A] | [1, 2] | ctrl | 2025 | 12.6417
45.3.b Geoth DH, 2000m, E (LT) | Geothermal plant, electric heat pump, 2000m. DH temperature 70/35 degree - renewable heat - geothermal - medium | Geothermal plant, electric heat pump, 2000m. DH temperature 70/35 degree | renewable heat | geothermal | medium | Energy/technical data | Generating capacity for one unit [MW_h] | Generating capacity for one unit |  | MW_h |  | [I, A] | [1, 2] | lower | 2025 | 21.35
45.3.b Geoth DH, 2000m, E (LT) | Geothermal plant, electric heat pump, 2000m. DH temperature 70/35 degree - renewable heat - geothermal - medium | Geothermal plant, electric heat pump, 2000m. DH temperature 70/35 degree | renewable heat | geothermal | medium | Energy/technical data | Generating capacity for one unit [MW_h] | Generating capacity for one unit |  | MW_h |  | [I, A] | [1, 2] | upper | 2025 | 4.73
45.3.b Geoth DH, 2000m, E (LT) | Geothermal plant, electric heat pump, 2000m. DH temperature 70/35 degree - renewable heat - geothermal - medium | Geothermal plant, electric heat pump, 2000m. DH temperature 70/35 degree | renewable heat | geothermal | medium | Energy/technical data | Generating capacity for one unit [MW_h] | Generating capacity for one unit |  | MW_h |  | [I, A] | [1, 2] | ctrl | 2030 | 12.6315
45.3.b Geoth DH, 2000m, E (LT) | Geothermal plant, electric heat pump, 2000m. DH temperature 70/35 degree - renewable heat - geothermal - medium | Geothermal plant, electric heat pump, 2000m. DH temperature 70/35 degree | renewable heat | geothermal | medium | Energy/technical data | Generating capacity for one unit [MW_h] | Generating capacity for one unit |  | MW_h |  | [I, A] | [1, 2] | ctrl | 2040 | 12.6124
45.3.b Geoth DH, 2000m, E (LT) | Geothermal plant, electric heat pump, 2000m. DH temperature 70/35 degree - renewable heat - geothermal - medium | Geothermal plant, electric heat pump, 2000m. DH temperature 70/35 degree | renewable heat | geothermal | medium | Energy/technical data | Generating capacity for one unit [MW_h] | Generating capacity for one unit |  | MW_h |  | [I, A] | [1, 2] | ctrl | 2050 | 12.6035
45.3.b Geoth DH, 2000m, E (LT) | Geothermal plant, electric heat pump, 2000m. DH temperature 70/35 degree - renewable heat - geothermal - medium | Geothermal plant, electric heat pump, 2000m. DH temperature 70/35 degree | renewable heat | geothermal | medium | Energy/technical data | Generating capacity for one unit [MW_h] | Generating capacity for one unit |  | MW_h |  | [I, A] | [1, 2] | lower | 2050 | 21.35
45.3.b Geoth DH, 2000m, E (LT) | Geothermal plant, electric heat pump, 2000m. DH temperature 70/35 degree - renewable heat - geothermal - medium | Geothermal plant, electric heat pump, 2000m. DH temperature 70/35 degree | renewable heat | geothermal | medium | Energy/technical data | Generating capacity for one unit [MW_h] | Generating capacity for one unit |  | MW_h |  | [I, A] | [1, 2] | upper | 2050 | 4.73
45.3.b Geoth DH, 2000m, E (LT) | Geothermal plant, electric heat pump, 2000m. DH temperature 70/35 degree - renewable heat - geothermal - medium | Geothermal plant, electric heat pump, 2000m. DH temperature 70/35 degree | renewable heat | geothermal | medium | Energy/technical data | Planned outage [weeks per year] | Planned outage |  | weeks per year |  |  | 5 | ctrl | 2020 | 2
45.3.b Geoth DH, 2000m, E (LT) | Geothermal plant, electric heat pump, 2000m. DH temperature 70/35 degree - renewable heat - geothermal - medium | Geothermal plant, electric heat pump, 2000m. DH temperature 70/35 degree | renewable heat | geothermal | medium | Energy/technical data | Planned outage [weeks per year] | Planned outage |  | weeks per year |  |  | 5 | ctrl | 2025 | 2
45.3.b Geoth DH, 2000m, E (LT) | Geothermal plant, electric heat pump, 2000m. DH temperature 70/35 degree - renewable heat - geothermal - medium | Geothermal plant, electric heat pump, 2000m. DH temperature 70/35 degree | renewable heat | geothermal | medium | Energy/technical data | Planned outage [weeks per year] | Planned outage |  | weeks per year |  |  | 5 | lower | 2025 | 1
45.3.b Geoth DH, 2000m, E (LT) | Geothermal plant, electric heat pump, 2000m. DH temperature 70/35 degree - renewable heat - geothermal - medium | Geothermal plant, electric heat pump, 2000m. DH temperature 70/35 degree | renewable heat | geothermal | medium | Energy/technical data | Planned outage [weeks per year] | Planned outage |  | weeks per year |  |  | 5 | upper | 2025 | 4
45.3.b Geoth DH, 2000m, E (LT) | Geothermal plant, electric heat pump, 2000m. DH temperature 70/35 degree - renewable heat - geothermal - medium | Geothermal plant, electric heat pump, 2000m. DH temperature 70/35 degree | renewable heat | geothermal | medium | Energy/technical data | Planned outage [weeks per year] | Planned outage |  | weeks per year |  |  | 5 | ctrl | 2030 | 2
45.3.b Geoth DH, 2000m, E (LT) | Geothermal plant, electric heat pump, 2000m. DH temperature 70/35 degree - renewable heat - geothermal - medium | Geothermal plant, electric heat pump, 2000m. DH temperature 70/35 degree | renewable heat | geothermal | medium | Energy/technical data | Planned outage [weeks per year] | Planned outage |  | weeks per year |  |  | 5 | ctrl | 2040 | 2
45.3.b Geoth DH, 2000m, E (LT) | Geothermal plant, electric heat pump, 2000m. DH temperature 70/35 degree - renewable heat - geothermal - medium | Geothermal plant, electric heat pump, 2000m. DH temperature 70/35 degree | renewable heat | geothermal | medium | Energy/technical data | Planned outage [weeks per year] | Planned outage |  | weeks per year |  |  | 5 | ctrl | 2050 | 2
45.3.b Geoth DH, 2000m, E (LT) | Geothermal plant, electric heat pump, 2000m. DH temperature 70/35 degree - renewable heat - geothermal - medium | Geothermal plant, electric heat pump, 2000m. DH temperature 70/35 degree | renewable heat | geothermal | medium | Energy/technical data | Planned outage [weeks per year] | Planned outage |  | weeks per year |  |  | 5 | lower | 2050 | 1
45.3.b Geoth DH, 2000m, E (LT) | Geothermal plant, electric heat pump, 2000m. DH temperature 70/35 degree - renewable heat - geothermal - medium | Geothermal plant, electric heat pump, 2000m. DH temperature 70/35 degree | renewable heat | geothermal | medium | Energy/technical data | Planned outage [weeks per year] | Planned outage |  | weeks per year |  |  | 5 | upper | 2050 | 4
45.3.b Geoth DH, 2000m, E (LT) | Geothermal plant, electric heat pump, 2000m. DH temperature 70/35 degree - renewable heat - geothermal - medium | Geothermal plant, electric heat pump, 2000m. DH temperature 70/35 degree | renewable heat | geothermal | medium | Energy/technical data | Space requirement [1000 m2/MW_h] | Space requirement |  | 1000 m2/MW_h |  | D | 5 | ctrl | 2020 | 5
45.3.b Geoth DH, 2000m, E (LT) | Geothermal plant, electric heat pump, 2000m. DH temperature 70/35 degree - renewable heat - geothermal - medium | Geothermal plant, electric heat pump, 2000m. DH temperature 70/35 degree | renewable heat | geothermal | medium | Energy/technical data | Space requirement [1000 m2/MW_h] | Space requirement |  | 1000 m2/MW_h |  | D | 5 | ctrl | 2025 | 5
45.3.b Geoth DH, 2000m, E (LT) | Geothermal plant, electric heat pump, 2000m. DH temperature 70/35 degree - renewable heat - geothermal - medium | Geothermal plant, electric heat pump, 2000m. DH temperature 70/35 degree | renewable heat | geothermal | medium | Energy/technical data | Space requirement [1000 m2/MW_h] | Space requirement |  | 1000 m2/MW_h |  | D | 5 | lower | 2025 | 3
45.3.b Geoth DH, 2000m, E (LT) | Geothermal plant, electric heat pump, 2000m. DH temperature 70/35 degree - renewable heat - geothermal - medium | Geothermal plant, electric heat pump, 2000m. DH temperature 70/35 degree | renewable heat | geothermal | medium | Energy/technical data | Space requirement [1000 m2/MW_h] | Space requirement |  | 1000 m2/MW_h |  | D | 5 | upper | 2025 | 7
45.3.b Geoth DH, 2000m, E (LT) | Geothermal plant, electric heat pump, 2000m. DH temperature 70/35 degree - renewable heat - geothermal - medium | Geothermal plant, electric heat pump, 2000m. DH temperature 70/35 degree | renewable heat | geothermal | medium | Energy/technical data | Space requirement [1000 m2/MW_h] | Space requirement |  | 1000 m2/MW_h |  | D | 5 | ctrl | 2030 | 5
45.3.b Geoth DH, 2000m, E (LT) | Geothermal plant, electric heat pump, 2000m. DH temperature 70/35 degree - renewable heat - geothermal - medium | Geothermal plant, electric heat pump, 2000m. DH temperature 70/35 degree | renewable heat | geothermal | medium | Energy/technical data | Space requirement [1000 m2/MW_h] | Space requirement |  | 1000 m2/MW_h |  | D | 5 | ctrl | 2040 | 5
45.3.b Geoth DH, 2000m, E (LT) | Geothermal plant, electric heat pump, 2000m. DH temperature 70/35 degree - renewable heat - geothermal - medium | Geothermal plant, electric heat pump, 2000m. DH temperature 70/35 degree | renewable heat | geothermal | medium | Energy/technical data | Space requirement [1000 m2/MW_h] | Space requirement |  | 1000 m2/MW_h |  | D | 5 | ctrl | 2050 | 5
45.3.b Geoth DH, 2000m, E (LT) | Geothermal plant, electric heat pump, 2000m. DH temperature 70/35 degree - renewable heat - geothermal - medium | Geothermal plant, electric heat pump, 2000m. DH temperature 70/35 degree | renewable heat | geothermal | medium | Energy/technical data | Space requirement [1000 m2/MW_h] | Space requirement |  | 1000 m2/MW_h |  | D | 5 | lower | 2050 | 3
45.3.b Geoth DH, 2000m, E (LT) | Geothermal plant, electric heat pump, 2000m. DH temperature 70/35 degree - renewable heat - geothermal - medium | Geothermal plant, electric heat pump, 2000m. DH temperature 70/35 degree | renewable heat | geothermal | medium | Energy/technical data | Space requirement [1000 m2/MW_h] | Space requirement |  | 1000 m2/MW_h |  | D | 5 | upper | 2050 | 7
45.3.b Geoth DH, 2000m, E (LT) | Geothermal plant, electric heat pump, 2000m. DH temperature 70/35 degree - renewable heat - geothermal - medium | Geothermal plant, electric heat pump, 2000m. DH temperature 70/35 degree | renewable heat | geothermal | medium | Energy/technical data | Technical lifetime [years] | Technical lifetime |  | years |  |  | 5 | ctrl | 2020 | 25
45.3.b Geoth DH, 2000m, E (LT) | Geothermal plant, electric heat pump, 2000m. DH temperature 70/35 degree - renewable heat - geothermal - medium | Geothermal plant, electric heat pump, 2000m. DH temperature 70/35 degree | renewable heat | geothermal | medium | Energy/technical data | Technical lifetime [years] | Technical lifetime |  | years |  |  | 5 | ctrl | 2025 | 25
45.3.b Geoth DH, 2000m, E (LT) | Geothermal plant, electric heat pump, 2000m. DH temperature 70/35 degree - renewable heat - geothermal - medium | Geothermal plant, electric heat pump, 2000m. DH temperature 70/35 degree | renewable heat | geothermal | medium | Energy/technical data | Technical lifetime [years] | Technical lifetime |  | years |  |  | 5 | lower | 2025 | 25
45.3.b Geoth DH, 2000m, E (LT) | Geothermal plant, electric heat pump, 2000m. DH temperature 70/35 degree - renewable heat - geothermal - medium | Geothermal plant, electric heat pump, 2000m. DH temperature 70/35 degree | renewable heat | geothermal | medium | Energy/technical data | Technical lifetime [years] | Technical lifetime |  | years |  |  | 5 | upper | 2025 | 30
45.3.b Geoth DH, 2000m, E (LT) | Geothermal plant, electric heat pump, 2000m. DH temperature 70/35 degree - renewable heat - geothermal - medium | Geothermal plant, electric heat pump, 2000m. DH temperature 70/35 degree | renewable heat | geothermal | medium | Energy/technical data | Technical lifetime [years] | Technical lifetime |  | years |  |  | 5 | ctrl | 2030 | 30
45.3.b Geoth DH, 2000m, E (LT) | Geothermal plant, electric heat pump, 2000m. DH temperature 70/35 degree - renewable heat - geothermal - medium | Geothermal plant, electric heat pump, 2000m. DH temperature 70/35 degree | renewable heat | geothermal | medium | Energy/technical data | Technical lifetime [years] | Technical lifetime |  | years |  |  | 5 | ctrl | 2040 | 30
45.3.b Geoth DH, 2000m, E (LT) | Geothermal plant, electric heat pump, 2000m. DH temperature 70/35 degree - renewable heat - geothermal - medium | Geothermal plant, electric heat pump, 2000m. DH temperature 70/35 degree | renewable heat | geothermal | medium | Energy/technical data | Technical lifetime [years] | Technical lifetime |  | years |  |  | 5 | ctrl | 2050 | 30
45.3.b Geoth DH, 2000m, E (LT) | Geothermal plant, electric heat pump, 2000m. DH temperature 70/35 degree - renewable heat - geothermal - medium | Geothermal plant, electric heat pump, 2000m. DH temperature 70/35 degree | renewable heat | geothermal | medium | Energy/technical data | Technical lifetime [years] | Technical lifetime |  | years |  |  | 5 | lower | 2050 | 25
45.3.b Geoth DH, 2000m, E (LT) | Geothermal plant, electric heat pump, 2000m. DH temperature 70/35 degree - renewable heat - geothermal - medium | Geothermal plant, electric heat pump, 2000m. DH temperature 70/35 degree | renewable heat | geothermal | medium | Energy/technical data | Technical lifetime [years] | Technical lifetime |  | years |  |  | 5 | upper | 2050 | 35
45.3.b Geoth DH, 2000m, E (LT) | Geothermal plant, electric heat pump, 2000m. DH temperature 70/35 degree - renewable heat - geothermal - medium | Geothermal plant, electric heat pump, 2000m. DH temperature 70/35 degree | renewable heat | geothermal | medium | Energy/technical data | Heat efficiency (net, annual average) [] | Heat efficiency | net, annual average | [] |  | AG |  | ctrl | 2020 | 11.8542
45.3.b Geoth DH, 2000m, E (LT) | Geothermal plant, electric heat pump, 2000m. DH temperature 70/35 degree - renewable heat - geothermal - medium | Geothermal plant, electric heat pump, 2000m. DH temperature 70/35 degree | renewable heat | geothermal | medium | Energy/technical data | Heat efficiency (net, annual average) [] | Heat efficiency | net, annual average | [] |  | AG |  | ctrl | 2025 | 11.9638
45.3.b Geoth DH, 2000m, E (LT) | Geothermal plant, electric heat pump, 2000m. DH temperature 70/35 degree - renewable heat - geothermal - medium | Geothermal plant, electric heat pump, 2000m. DH temperature 70/35 degree | renewable heat | geothermal | medium | Energy/technical data | Heat efficiency (net, annual average) [] | Heat efficiency | net, annual average | [] |  | AG |  | lower | 2025 | 18.297
45.3.b Geoth DH, 2000m, E (LT) | Geothermal plant, electric heat pump, 2000m. DH temperature 70/35 degree - renewable heat - geothermal - medium | Geothermal plant, electric heat pump, 2000m. DH temperature 70/35 degree | renewable heat | geothermal | medium | Energy/technical data | Heat efficiency (net, annual average) [] | Heat efficiency | net, annual average | [] |  | AG |  | upper | 2025 | 8.1691
45.3.b Geoth DH, 2000m, E (LT) | Geothermal plant, electric heat pump, 2000m. DH temperature 70/35 degree - renewable heat - geothermal - medium | Geothermal plant, electric heat pump, 2000m. DH temperature 70/35 degree | renewable heat | geothermal | medium | Energy/technical data | Heat efficiency (net, annual average) [] | Heat efficiency | net, annual average | [] |  | AG |  | ctrl | 2030 | 12.0706
45.3.b Geoth DH, 2000m, E (LT) | Geothermal plant, electric heat pump, 2000m. DH temperature 70/35 degree - renewable heat - geothermal - medium | Geothermal plant, electric heat pump, 2000m. DH temperature 70/35 degree | renewable heat | geothermal | medium | Energy/technical data | Heat efficiency (net, annual average) [] | Heat efficiency | net, annual average | [] |  | AG |  | ctrl | 2040 | 12.2757
45.3.b Geoth DH, 2000m, E (LT) | Geothermal plant, electric heat pump, 2000m. DH temperature 70/35 degree - renewable heat - geothermal - medium | Geothermal plant, electric heat pump, 2000m. DH temperature 70/35 degree | renewable heat | geothermal | medium | Energy/technical data | Heat efficiency (net, annual average) [] | Heat efficiency | net, annual average | [] |  | AG |  | ctrl | 2050 | 12.3744
45.3.b Geoth DH, 2000m, E (LT) | Geothermal plant, electric heat pump, 2000m. DH temperature 70/35 degree - renewable heat - geothermal - medium | Geothermal plant, electric heat pump, 2000m. DH temperature 70/35 degree | renewable heat | geothermal | medium | Energy/technical data | Heat efficiency (net, annual average) [] | Heat efficiency | net, annual average | [] |  | AG |  | lower | 2050 | 19.3674
45.3.b Geoth DH, 2000m, E (LT) | Geothermal plant, electric heat pump, 2000m. DH temperature 70/35 degree - renewable heat - geothermal - medium | Geothermal plant, electric heat pump, 2000m. DH temperature 70/35 degree | renewable heat | geothermal | medium | Energy/technical data | Heat efficiency (net, annual average) [] | Heat efficiency | net, annual average | [] |  | AG |  | upper | 2050 | 8.3762
45.3.b Geoth DH, 2000m, E (LT) | Geothermal plant, electric heat pump, 2000m. DH temperature 70/35 degree - renewable heat - geothermal - medium | Geothermal plant, electric heat pump, 2000m. DH temperature 70/35 degree | renewable heat | geothermal | medium | Environment | CH4 [g/GJ_i] | CH4 |  | g/GJ_i |  |  |  | ctrl | 2020
45.3.b Geoth DH, 2000m, E (LT) | Geothermal plant, electric heat pump, 2000m. DH temperature 70/35 degree - renewable heat - geothermal - medium | Geothermal plant, electric heat pump, 2000m. DH temperature 70/35 degree | renewable heat | geothermal | medium | Environment | CH4 [g/GJ_i] | CH4 |  | g/GJ_i |  |  |  | ctrl | 2025
45.3.b Geoth DH, 2000m, E (LT) | Geothermal plant, electric heat pump, 2000m. DH temperature 70/35 degree - renewable heat - geothermal - medium | Geothermal plant, electric heat pump, 2000m. DH temperature 70/35 degree | renewable heat | geothermal | medium | Environment | CH4 [g/GJ_i] | CH4 |  | g/GJ_i |  |  |  | lower | 2025
45.3.b Geoth DH, 2000m, E (LT) | Geothermal plant, electric heat pump, 2000m. DH temperature 70/35 degree - renewable heat - geothermal - medium | Geothermal plant, electric heat pump, 2000m. DH temperature 70/35 degree | renewable heat | geothermal | medium | Environment | CH4 [g/GJ_i] | CH4 |  | g/GJ_i |  |  |  | upper | 2025
45.3.b Geoth DH, 2000m, E (LT) | Geothermal plant, electric heat pump, 2000m. DH temperature 70/35 degree - renewable heat - geothermal - medium | Geothermal plant, electric heat pump, 2000m. DH temperature 70/35 degree | renewable heat | geothermal | medium | Environment | CH4 [g/GJ_i] | CH4 |  | g/GJ_i |  |  |  | ctrl | 2030
45.3.b Geoth DH, 2000m, E (LT) | Geothermal plant, electric heat pump, 2000m. DH temperature 70/35 degree - renewable heat - geothermal - medium | Geothermal plant, electric heat pump, 2000m. DH temperature 70/35 degree | renewable heat | geothermal | medium | Environment | CH4 [g/GJ_i] | CH4 |  | g/GJ_i |  |  |  | ctrl | 2040
45.3.b Geoth DH, 2000m, E (LT) | Geothermal plant, electric heat pump, 2000m. DH temperature 70/35 degree - renewable heat - geothermal - medium | Geothermal plant, electric heat pump, 2000m. DH temperature 70/35 degree | renewable heat | geothermal | medium | Environment | CH4 [g/GJ_i] | CH4 |  | g/GJ_i |  |  |  | ctrl | 2050
45.3.b Geoth DH, 2000m, E (LT) | Geothermal plant, electric heat pump, 2000m. DH temperature 70/35 degree - renewable heat - geothermal - medium | Geothermal plant, electric heat pump, 2000m. DH temperature 70/35 degree | renewable heat | geothermal | medium | Environment | CH4 [g/GJ_i] | CH4 |  | g/GJ_i |  |  |  | lower | 2050
45.3.b Geoth DH, 2000m, E (LT) | Geothermal plant, electric heat pump, 2000m. DH temperature 70/35 degree - renewable heat - geothermal - medium | Geothermal plant, electric heat pump, 2000m. DH temperature 70/35 degree | renewable heat | geothermal | medium | Environment | CH4 [g/GJ_i] | CH4 |  | g/GJ_i |  |  |  | upper | 2050
45.3.b Geoth DH, 2000m, E (LT) | Geothermal plant, electric heat pump, 2000m. DH temperature 70/35 degree - renewable heat - geothermal - medium | Geothermal plant, electric heat pump, 2000m. DH temperature 70/35 degree | renewable heat | geothermal | medium | Environment | N2O [g/GJ_i] | N2O |  | g/GJ_i |  |  |  | ctrl | 2020
45.3.b Geoth DH, 2000m, E (LT) | Geothermal plant, electric heat pump, 2000m. DH temperature 70/35 degree - renewable heat - geothermal - medium | Geothermal plant, electric heat pump, 2000m. DH temperature 70/35 degree | renewable heat | geothermal | medium | Environment | N2O [g/GJ_i] | N2O |  | g/GJ_i |  |  |  | ctrl | 2025
45.3.b Geoth DH, 2000m, E (LT) | Geothermal plant, electric heat pump, 2000m. DH temperature 70/35 degree - renewable heat - geothermal - medium | Geothermal plant, electric heat pump, 2000m. DH temperature 70/35 degree | renewable heat | geothermal | medium | Environment | N2O [g/GJ_i] | N2O |  | g/GJ_i |  |  |  | lower | 2025
45.3.b Geoth DH, 2000m, E (LT) | Geothermal plant, electric heat pump, 2000m. DH temperature 70/35 degree - renewable heat - geothermal - medium | Geothermal plant, electric heat pump, 2000m. DH temperature 70/35 degree | renewable heat | geothermal | medium | Environment | N2O [g/GJ_i] | N2O |  | g/GJ_i |  |  |  | upper | 2025
45.3.b Geoth DH, 2000m, E (LT) | Geothermal plant, electric heat pump, 2000m. DH temperature 70/35 degree - renewable heat - geothermal - medium | Geothermal plant, electric heat pump, 2000m. DH temperature 70/35 degree | renewable heat | geothermal | medium | Environment | N2O [g/GJ_i] | N2O |  | g/GJ_i |  |  |  | ctrl | 2030
45.3.b Geoth DH, 2000m, E (LT) | Geothermal plant, electric heat pump, 2000m. DH temperature 70/35 degree - renewable heat - geothermal - medium | Geothermal plant, electric heat pump, 2000m. DH temperature 70/35 degree | renewable heat | geothermal | medium | Environment | N2O [g/GJ_i] | N2O |  | g/GJ_i |  |  |  | ctrl | 2040
45.3.b Geoth DH, 2000m, E (LT) | Geothermal plant, electric heat pump, 2000m. DH temperature 70/35 degree - renewable heat - geothermal - medium | Geothermal plant, electric heat pump, 2000m. DH temperature 70/35 degree | renewable heat | geothermal | medium | Environment | N2O [g/GJ_i] | N2O |  | g/GJ_i |  |  |  | ctrl | 2050
45.3.b Geoth DH, 2000m, E (LT) | Geothermal plant, electric heat pump, 2000m. DH temperature 70/35 degree - renewable heat - geothermal - medium | Geothermal plant, electric heat pump, 2000m. DH temperature 70/35 degree | renewable heat | geothermal | medium | Environment | N2O [g/GJ_i] | N2O |  | g/GJ_i |  |  |  | lower | 2050
45.3.b Geoth DH, 2000m, E (LT) | Geothermal plant, electric heat pump, 2000m. DH temperature 70/35 degree - renewable heat - geothermal - medium | Geothermal plant, electric heat pump, 2000m. DH temperature 70/35 degree | renewable heat | geothermal | medium | Environment | N2O [g/GJ_i] | N2O |  | g/GJ_i |  |  |  | upper | 2050
45.3.b Geoth DH, 2000m, E (LT) | Geothermal plant, electric heat pump, 2000m. DH temperature 70/35 degree - renewable heat - geothermal - medium | Geothermal plant, electric heat pump, 2000m. DH temperature 70/35 degree | renewable heat | geothermal | medium | Environment | NOX [g/GJ_i] | NOX |  | g/GJ_i |  |  |  | ctrl | 2020
45.3.b Geoth DH, 2000m, E (LT) | Geothermal plant, electric heat pump, 2000m. DH temperature 70/35 degree - renewable heat - geothermal - medium | Geothermal plant, electric heat pump, 2000m. DH temperature 70/35 degree | renewable heat | geothermal | medium | Environment | NOX [g/GJ_i] | NOX |  | g/GJ_i |  |  |  | ctrl | 2025
45.3.b Geoth DH, 2000m, E (LT) | Geothermal plant, electric heat pump, 2000m. DH temperature 70/35 degree - renewable heat - geothermal - medium | Geothermal plant, electric heat pump, 2000m. DH temperature 70/35 degree | renewable heat | geothermal | medium | Environment | NOX [g/GJ_i] | NOX |  | g/GJ_i |  |  |  | lower | 2025
45.3.b Geoth DH, 2000m, E (LT) | Geothermal plant, electric heat pump, 2000m. DH temperature 70/35 degree - renewable heat - geothermal - medium | Geothermal plant, electric heat pump, 2000m. DH temperature 70/35 degree | renewable heat | geothermal | medium | Environment | NOX [g/GJ_i] | NOX |  | g/GJ_i |  |  |  | upper | 2025
45.3.b Geoth DH, 2000m, E (LT) | Geothermal plant, electric heat pump, 2000m. DH temperature 70/35 degree - renewable heat - geothermal - medium | Geothermal plant, electric heat pump, 2000m. DH temperature 70/35 degree | renewable heat | geothermal | medium | Environment | NOX [g/GJ_i] | NOX |  | g/GJ_i |  |  |  | ctrl | 2030
45.3.b Geoth DH, 2000m, E (LT) | Geothermal plant, electric heat pump, 2000m. DH temperature 70/35 degree - renewable heat - geothermal - medium | Geothermal plant, electric heat pump, 2000m. DH temperature 70/35 degree | renewable heat | geothermal | medium | Environment | NOX [g/GJ_i] | NOX |  | g/GJ_i |  |  |  | ctrl | 2040
45.3.b Geoth DH, 2000m, E (LT) | Geothermal plant, electric heat pump, 2000m. DH temperature 70/35 degree - renewable heat - geothermal - medium | Geothermal plant, electric heat pump, 2000m. DH temperature 70/35 degree | renewable heat | geothermal | medium | Environment | NOX [g/GJ_i] | NOX |  | g/GJ_i |  |  |  | ctrl | 2050
45.3.b Geoth DH, 2000m, E (LT) | Geothermal plant, electric heat pump, 2000m. DH temperature 70/35 degree - renewable heat - geothermal - medium | Geothermal plant, electric heat pump, 2000m. DH temperature 70/35 degree | renewable heat | geothermal | medium | Environment | NOX [g/GJ_i] | NOX |  | g/GJ_i |  |  |  | lower | 2050
45.3.b Geoth DH, 2000m, E (LT) | Geothermal plant, electric heat pump, 2000m. DH temperature 70/35 degree - renewable heat - geothermal - medium | Geothermal plant, electric heat pump, 2000m. DH temperature 70/35 degree | renewable heat | geothermal | medium | Environment | NOX [g/GJ_i] | NOX |  | g/GJ_i |  |  |  | upper | 2050
45.3.b Geoth DH, 2000m, E (LT) | Geothermal plant, electric heat pump, 2000m. DH temperature 70/35 degree - renewable heat - geothermal - medium | Geothermal plant, electric heat pump, 2000m. DH temperature 70/35 degree | renewable heat | geothermal | medium | Environment | Particles [g/GJ_i] | Particles |  | g/GJ_i |  |  |  | ctrl | 2020
45.3.b Geoth DH, 2000m, E (LT) | Geothermal plant, electric heat pump, 2000m. DH temperature 70/35 degree - renewable heat - geothermal - medium | Geothermal plant, electric heat pump, 2000m. DH temperature 70/35 degree | renewable heat | geothermal | medium | Environment | Particles [g/GJ_i] | Particles |  | g/GJ_i |  |  |  | ctrl | 2025
45.3.b Geoth DH, 2000m, E (LT) | Geothermal plant, electric heat pump, 2000m. DH temperature 70/35 degree - renewable heat - geothermal - medium | Geothermal plant, electric heat pump, 2000m. DH temperature 70/35 degree | renewable heat | geothermal | medium | Environment | Particles [g/GJ_i] | Particles |  | g/GJ_i |  |  |  | lower | 2025
45.3.b Geoth DH, 2000m, E (LT) | Geothermal plant, electric heat pump, 2000m. DH temperature 70/35 degree - renewable heat - geothermal - medium | Geothermal plant, electric heat pump, 2000m. DH temperature 70/35 degree | renewable heat | geothermal | medium | Environment | Particles [g/GJ_i] | Particles |  | g/GJ_i |  |  |  | upper | 2025
45.3.b Geoth DH, 2000m, E (LT) | Geothermal plant, electric heat pump, 2000m. DH temperature 70/35 degree - renewable heat - geothermal - medium | Geothermal plant, electric heat pump, 2000m. DH temperature 70/35 degree | renewable heat | geothermal | medium | Environment | Particles [g/GJ_i] | Particles |  | g/GJ_i |  |  |  | ctrl | 2030
45.3.b Geoth DH, 2000m, E (LT) | Geothermal plant, electric heat pump, 2000m. DH temperature 70/35 degree - renewable heat - geothermal - medium | Geothermal plant, electric heat pump, 2000m. DH temperature 70/35 degree | renewable heat | geothermal | medium | Environment | Particles [g/GJ_i] | Particles |  | g/GJ_i |  |  |  | ctrl | 2040
45.3.b Geoth DH, 2000m, E (LT) | Geothermal plant, electric heat pump, 2000m. DH temperature 70/35 degree - renewable heat - geothermal - medium | Geothermal plant, electric heat pump, 2000m. DH temperature 70/35 degree | renewable heat | geothermal | medium | Environment | Particles [g/GJ_i] | Particles |  | g/GJ_i |  |  |  | ctrl | 2050
45.3.b Geoth DH, 2000m, E (LT) | Geothermal plant, electric heat pump, 2000m. DH temperature 70/35 degree - renewable heat - geothermal - medium | Geothermal plant, electric heat pump, 2000m. DH temperature 70/35 degree | renewable heat | geothermal | medium | Environment | Particles [g/GJ_i] | Particles |  | g/GJ_i |  |  |  | lower | 2050
45.3.b Geoth DH, 2000m, E (LT) | Geothermal plant, electric heat pump, 2000m. DH temperature 70/35 degree - renewable heat - geothermal - medium | Geothermal plant, electric heat pump, 2000m. DH temperature 70/35 degree | renewable heat | geothermal | medium | Environment | Particles [g/GJ_i] | Particles |  | g/GJ_i |  |  |  | upper | 2050
45.3.b Geoth DH, 2000m, E (LT) | Geothermal plant, electric heat pump, 2000m. DH temperature 70/35 degree - renewable heat - geothermal - medium | Geothermal plant, electric heat pump, 2000m. DH temperature 70/35 degree | renewable heat | geothermal | medium | Environment | SO2 (degree of desulphuring) [] | SO2 | degree of desulphuring | [] |  |  |  | ctrl | 2020
45.3.b Geoth DH, 2000m, E (LT) | Geothermal plant, electric heat pump, 2000m. DH temperature 70/35 degree - renewable heat - geothermal - medium | Geothermal plant, electric heat pump, 2000m. DH temperature 70/35 degree | renewable heat | geothermal | medium | Environment | SO2 (degree of desulphuring) [] | SO2 | degree of desulphuring | [] |  |  |  | ctrl | 2025
45.3.b Geoth DH, 2000m, E (LT) | Geothermal plant, electric heat pump, 2000m. DH temperature 70/35 degree - renewable heat - geothermal - medium | Geothermal plant, electric heat pump, 2000m. DH temperature 70/35 degree | renewable heat | geothermal | medium | Environment | SO2 (degree of desulphuring) [] | SO2 | degree of desulphuring | [] |  |  |  | lower | 2025
45.3.b Geoth DH, 2000m, E (LT) | Geothermal plant, electric heat pump, 2000m. DH temperature 70/35 degree - renewable heat - geothermal - medium | Geothermal plant, electric heat pump, 2000m. DH temperature 70/35 degree | renewable heat | geothermal | medium | Environment | SO2 (degree of desulphuring) [] | SO2 | degree of desulphuring | [] |  |  |  | upper | 2025
45.3.b Geoth DH, 2000m, E (LT) | Geothermal plant, electric heat pump, 2000m. DH temperature 70/35 degree - renewable heat - geothermal - medium | Geothermal plant, electric heat pump, 2000m. DH temperature 70/35 degree | renewable heat | geothermal | medium | Environment | SO2 (degree of desulphuring) [] | SO2 | degree of desulphuring | [] |  |  |  | ctrl | 2030
45.3.b Geoth DH, 2000m, E (LT) | Geothermal plant, electric heat pump, 2000m. DH temperature 70/35 degree - renewable heat - geothermal - medium | Geothermal plant, electric heat pump, 2000m. DH temperature 70/35 degree | renewable heat | geothermal | medium | Environment | SO2 (degree of desulphuring) [] | SO2 | degree of desulphuring | [] |  |  |  | ctrl | 2040
45.3.b Geoth DH, 2000m, E (LT) | Geothermal plant, electric heat pump, 2000m. DH temperature 70/35 degree - renewable heat - geothermal - medium | Geothermal plant, electric heat pump, 2000m. DH temperature 70/35 degree | renewable heat | geothermal | medium | Environment | SO2 (degree of desulphuring) [] | SO2 | degree of desulphuring | [] |  |  |  | ctrl | 2050
45.3.b Geoth DH, 2000m, E (LT) | Geothermal plant, electric heat pump, 2000m. DH temperature 70/35 degree - renewable heat - geothermal - medium | Geothermal plant, electric heat pump, 2000m. DH temperature 70/35 degree | renewable heat | geothermal | medium | Environment | SO2 (degree of desulphuring) [] | SO2 | degree of desulphuring | [] |  |  |  | lower | 2050
45.3.b Geoth DH, 2000m, E (LT) | Geothermal plant, electric heat pump, 2000m. DH temperature 70/35 degree - renewable heat - geothermal - medium | Geothermal plant, electric heat pump, 2000m. DH temperature 70/35 degree | renewable heat | geothermal | medium | Environment | SO2 (degree of desulphuring) [] | SO2 | degree of desulphuring | [] |  |  |  | upper | 2050
45.3.b Geoth DH, 2000m, E (LT) | Geothermal plant, electric heat pump, 2000m. DH temperature 70/35 degree - renewable heat - geothermal - medium | Geothermal plant, electric heat pump, 2000m. DH temperature 70/35 degree | renewable heat | geothermal | medium | Financial data | Nominal investment (equipment) [2015-MEUR/MW_h] | Nominal investment | equipment | MEUR/MW_h | 2015 |  | [2, 4] | ctrl | 2020 | 2.0562
45.3.b Geoth DH, 2000m, E (LT) | Geothermal plant, electric heat pump, 2000m. DH temperature 70/35 degree - renewable heat - geothermal - medium | Geothermal plant, electric heat pump, 2000m. DH temperature 70/35 degree | renewable heat | geothermal | medium | Financial data | Nominal investment (equipment) [2015-MEUR/MW_h] | Nominal investment | equipment | MEUR/MW_h | 2015 |  | [2, 4] | ctrl | 2025 | 1.9957
45.3.b Geoth DH, 2000m, E (LT) | Geothermal plant, electric heat pump, 2000m. DH temperature 70/35 degree - renewable heat - geothermal - medium | Geothermal plant, electric heat pump, 2000m. DH temperature 70/35 degree | renewable heat | geothermal | medium | Financial data | Nominal investment (equipment) [2015-MEUR/MW_h] | Nominal investment | equipment | MEUR/MW_h | 2015 |  | [2, 4] | lower | 2025 | 1.1438
45.3.b Geoth DH, 2000m, E (LT) | Geothermal plant, electric heat pump, 2000m. DH temperature 70/35 degree - renewable heat - geothermal - medium | Geothermal plant, electric heat pump, 2000m. DH temperature 70/35 degree | renewable heat | geothermal | medium | Financial data | Nominal investment (equipment) [2015-MEUR/MW_h] | Nominal investment | equipment | MEUR/MW_h | 2015 |  | [2, 4] | upper | 2025 | 2.948
45.3.b Geoth DH, 2000m, E (LT) | Geothermal plant, electric heat pump, 2000m. DH temperature 70/35 degree - renewable heat - geothermal - medium | Geothermal plant, electric heat pump, 2000m. DH temperature 70/35 degree | renewable heat | geothermal | medium | Financial data | Nominal investment (equipment) [2015-MEUR/MW_h] | Nominal investment | equipment | MEUR/MW_h | 2015 |  | [2, 4] | ctrl | 2030 | 1.9352
45.3.b Geoth DH, 2000m, E (LT) | Geothermal plant, electric heat pump, 2000m. DH temperature 70/35 degree - renewable heat - geothermal - medium | Geothermal plant, electric heat pump, 2000m. DH temperature 70/35 degree | renewable heat | geothermal | medium | Financial data | Nominal investment (equipment) [2015-MEUR/MW_h] | Nominal investment | equipment | MEUR/MW_h | 2015 |  | [2, 4] | ctrl | 2040 | 1.8747
45.3.b Geoth DH, 2000m, E (LT) | Geothermal plant, electric heat pump, 2000m. DH temperature 70/35 degree - renewable heat - geothermal - medium | Geothermal plant, electric heat pump, 2000m. DH temperature 70/35 degree | renewable heat | geothermal | medium | Financial data | Nominal investment (equipment) [2015-MEUR/MW_h] | Nominal investment | equipment | MEUR/MW_h | 2015 |  | [2, 4] | ctrl | 2050 | 1.8143
45.3.b Geoth DH, 2000m, E (LT) | Geothermal plant, electric heat pump, 2000m. DH temperature 70/35 degree - renewable heat - geothermal - medium | Geothermal plant, electric heat pump, 2000m. DH temperature 70/35 degree | renewable heat | geothermal | medium | Financial data | Nominal investment (equipment) [2015-MEUR/MW_h] | Nominal investment | equipment | MEUR/MW_h | 2015 |  | [2, 4] | lower | 2050 | 1.0398
45.3.b Geoth DH, 2000m, E (LT) | Geothermal plant, electric heat pump, 2000m. DH temperature 70/35 degree - renewable heat - geothermal - medium | Geothermal plant, electric heat pump, 2000m. DH temperature 70/35 degree | renewable heat | geothermal | medium | Financial data | Nominal investment (equipment) [2015-MEUR/MW_h] | Nominal investment | equipment | MEUR/MW_h | 2015 |  | [2, 4] | upper | 2050 | 2.68
45.3.b Geoth DH, 2000m, E (LT) | Geothermal plant, electric heat pump, 2000m. DH temperature 70/35 degree - renewable heat - geothermal - medium | Geothermal plant, electric heat pump, 2000m. DH temperature 70/35 degree | renewable heat | geothermal | medium | Financial data | Nominal investment (heatpump, installation incl) [2015-MEUR/MW_h] | Nominal investment | heatpump, installation incl | MEUR/MW_h | 2015 | [J, K] |  | ctrl | 2020 | 0.13408
45.3.b Geoth DH, 2000m, E (LT) | Geothermal plant, electric heat pump, 2000m. DH temperature 70/35 degree - renewable heat - geothermal - medium | Geothermal plant, electric heat pump, 2000m. DH temperature 70/35 degree | renewable heat | geothermal | medium | Financial data | Nominal investment (heatpump, installation incl) [2015-MEUR/MW_h] | Nominal investment | heatpump, installation incl | MEUR/MW_h | 2015 | [J, K] |  | ctrl | 2025 | 0.13363
45.3.b Geoth DH, 2000m, E (LT) | Geothermal plant, electric heat pump, 2000m. DH temperature 70/35 degree - renewable heat - geothermal - medium | Geothermal plant, electric heat pump, 2000m. DH temperature 70/35 degree | renewable heat | geothermal | medium | Financial data | Nominal investment (heatpump, installation incl) [2015-MEUR/MW_h] | Nominal investment | heatpump, installation incl | MEUR/MW_h | 2015 | [J, K] |  | lower | 2025 | 0.095568
45.3.b Geoth DH, 2000m, E (LT) | Geothermal plant, electric heat pump, 2000m. DH temperature 70/35 degree - renewable heat - geothermal - medium | Geothermal plant, electric heat pump, 2000m. DH temperature 70/35 degree | renewable heat | geothermal | medium | Financial data | Nominal investment (heatpump, installation incl) [2015-MEUR/MW_h] | Nominal investment | heatpump, installation incl | MEUR/MW_h | 2015 | [J, K] |  | upper | 2025 | 0.19158
45.3.b Geoth DH, 2000m, E (LT) | Geothermal plant, electric heat pump, 2000m. DH temperature 70/35 degree - renewable heat - geothermal - medium | Geothermal plant, electric heat pump, 2000m. DH temperature 70/35 degree | renewable heat | geothermal | medium | Financial data | Nominal investment (heatpump, installation incl) [2015-MEUR/MW_h] | Nominal investment | heatpump, installation incl | MEUR/MW_h | 2015 | [J, K] |  | ctrl | 2030 | 0.11417
45.3.b Geoth DH, 2000m, E (LT) | Geothermal plant, electric heat pump, 2000m. DH temperature 70/35 degree - renewable heat - geothermal - medium | Geothermal plant, electric heat pump, 2000m. DH temperature 70/35 degree | renewable heat | geothermal | medium | Financial data | Nominal investment (heatpump, installation incl) [2015-MEUR/MW_h] | Nominal investment | heatpump, installation incl | MEUR/MW_h | 2015 | [J, K] |  | ctrl | 2040 | 0.11348
45.3.b Geoth DH, 2000m, E (LT) | Geothermal plant, electric heat pump, 2000m. DH temperature 70/35 degree - renewable heat - geothermal - medium | Geothermal plant, electric heat pump, 2000m. DH temperature 70/35 degree | renewable heat | geothermal | medium | Financial data | Nominal investment (heatpump, installation incl) [2015-MEUR/MW_h] | Nominal investment | heatpump, installation incl | MEUR/MW_h | 2015 | [J, K] |  | ctrl | 2050 | 0.11316
45.3.b Geoth DH, 2000m, E (LT) | Geothermal plant, electric heat pump, 2000m. DH temperature 70/35 degree - renewable heat - geothermal - medium | Geothermal plant, electric heat pump, 2000m. DH temperature 70/35 degree | renewable heat | geothermal | medium | Financial data | Nominal investment (heatpump, installation incl) [2015-MEUR/MW_h] | Nominal investment | heatpump, installation incl | MEUR/MW_h | 2015 | [J, K] |  | lower | 2050 | 0.094131
45.3.b Geoth DH, 2000m, E (LT) | Geothermal plant, electric heat pump, 2000m. DH temperature 70/35 degree - renewable heat - geothermal - medium | Geothermal plant, electric heat pump, 2000m. DH temperature 70/35 degree | renewable heat | geothermal | medium | Financial data | Nominal investment (heatpump, installation incl) [2015-MEUR/MW_h] | Nominal investment | heatpump, installation incl | MEUR/MW_h | 2015 | [J, K] |  | upper | 2050 | 0.1887
45.3.b Geoth DH, 2000m, E (LT) | Geothermal plant, electric heat pump, 2000m. DH temperature 70/35 degree - renewable heat - geothermal - medium | Geothermal plant, electric heat pump, 2000m. DH temperature 70/35 degree | renewable heat | geothermal | medium | Financial data | Nominal investment (installation) [2015-MEUR/MW_h] | Nominal investment | installation | MEUR/MW_h | 2015 |  | [2, 4] | ctrl | 2020 | 0.68539
45.3.b Geoth DH, 2000m, E (LT) | Geothermal plant, electric heat pump, 2000m. DH temperature 70/35 degree - renewable heat - geothermal - medium | Geothermal plant, electric heat pump, 2000m. DH temperature 70/35 degree | renewable heat | geothermal | medium | Financial data | Nominal investment (installation) [2015-MEUR/MW_h] | Nominal investment | installation | MEUR/MW_h | 2015 |  | [2, 4] | ctrl | 2025 | 0.66523
45.3.b Geoth DH, 2000m, E (LT) | Geothermal plant, electric heat pump, 2000m. DH temperature 70/35 degree - renewable heat - geothermal - medium | Geothermal plant, electric heat pump, 2000m. DH temperature 70/35 degree | renewable heat | geothermal | medium | Financial data | Nominal investment (installation) [2015-MEUR/MW_h] | Nominal investment | installation | MEUR/MW_h | 2015 |  | [2, 4] | lower | 2025 | 0.39283
45.3.b Geoth DH, 2000m, E (LT) | Geothermal plant, electric heat pump, 2000m. DH temperature 70/35 degree - renewable heat - geothermal - medium | Geothermal plant, electric heat pump, 2000m. DH temperature 70/35 degree | renewable heat | geothermal | medium | Financial data | Nominal investment (installation) [2015-MEUR/MW_h] | Nominal investment | installation | MEUR/MW_h | 2015 |  | [2, 4] | upper | 2025 | 1.0125
45.3.b Geoth DH, 2000m, E (LT) | Geothermal plant, electric heat pump, 2000m. DH temperature 70/35 degree - renewable heat - geothermal - medium | Geothermal plant, electric heat pump, 2000m. DH temperature 70/35 degree | renewable heat | geothermal | medium | Financial data | Nominal investment (installation) [2015-MEUR/MW_h] | Nominal investment | installation | MEUR/MW_h | 2015 |  | [2, 4] | ctrl | 2030 | 0.64507
45.3.b Geoth DH, 2000m, E (LT) | Geothermal plant, electric heat pump, 2000m. DH temperature 70/35 degree - renewable heat - geothermal - medium | Geothermal plant, electric heat pump, 2000m. DH temperature 70/35 degree | renewable heat | geothermal | medium | Financial data | Nominal investment (installation) [2015-MEUR/MW_h] | Nominal investment | installation | MEUR/MW_h | 2015 |  | [2, 4] | ctrl | 2040 | 0.62491
45.3.b Geoth DH, 2000m, E (LT) | Geothermal plant, electric heat pump, 2000m. DH temperature 70/35 degree - renewable heat - geothermal - medium | Geothermal plant, electric heat pump, 2000m. DH temperature 70/35 degree | renewable heat | geothermal | medium | Financial data | Nominal investment (installation) [2015-MEUR/MW_h] | Nominal investment | installation | MEUR/MW_h | 2015 |  | [2, 4] | ctrl | 2050 | 0.60475
45.3.b Geoth DH, 2000m, E (LT) | Geothermal plant, electric heat pump, 2000m. DH temperature 70/35 degree - renewable heat - geothermal - medium | Geothermal plant, electric heat pump, 2000m. DH temperature 70/35 degree | renewable heat | geothermal | medium | Financial data | Nominal investment (installation) [2015-MEUR/MW_h] | Nominal investment | installation | MEUR/MW_h | 2015 |  | [2, 4] | lower | 2050 | 0.35711
45.3.b Geoth DH, 2000m, E (LT) | Geothermal plant, electric heat pump, 2000m. DH temperature 70/35 degree - renewable heat - geothermal - medium | Geothermal plant, electric heat pump, 2000m. DH temperature 70/35 degree | renewable heat | geothermal | medium | Financial data | Nominal investment (installation) [2015-MEUR/MW_h] | Nominal investment | installation | MEUR/MW_h | 2015 |  | [2, 4] | upper | 2050 | 0.92041
45.3.b Geoth DH, 2000m, E (LT) | Geothermal plant, electric heat pump, 2000m. DH temperature 70/35 degree - renewable heat - geothermal - medium | Geothermal plant, electric heat pump, 2000m. DH temperature 70/35 degree | renewable heat | geothermal | medium | Financial data | Variable O&M (electricity cost) [2015-EUR/MWh_h] | Variable O&M | electricity cost | EUR/MWh_h | 2015 | M |  | ctrl | 2020 | 0
45.3.b Geoth DH, 2000m, E (LT) | Geothermal plant, electric heat pump, 2000m. DH temperature 70/35 degree - renewable heat - geothermal - medium | Geothermal plant, electric heat pump, 2000m. DH temperature 70/35 degree | renewable heat | geothermal | medium | Financial data | Variable O&M (electricity cost) [2015-EUR/MWh_h] | Variable O&M | electricity cost | EUR/MWh_h | 2015 | M |  | ctrl | 2025 | 0
45.3.b Geoth DH, 2000m, E (LT) | Geothermal plant, electric heat pump, 2000m. DH temperature 70/35 degree - renewable heat - geothermal - medium | Geothermal plant, electric heat pump, 2000m. DH temperature 70/35 degree | renewable heat | geothermal | medium | Financial data | Variable O&M (electricity cost) [2015-EUR/MWh_h] | Variable O&M | electricity cost | EUR/MWh_h | 2015 | M |  | lower | 2025 | 0
45.3.b Geoth DH, 2000m, E (LT) | Geothermal plant, electric heat pump, 2000m. DH temperature 70/35 degree - renewable heat - geothermal - medium | Geothermal plant, electric heat pump, 2000m. DH temperature 70/35 degree | renewable heat | geothermal | medium | Financial data | Variable O&M (electricity cost) [2015-EUR/MWh_h] | Variable O&M | electricity cost | EUR/MWh_h | 2015 | M |  | upper | 2025 | 0
45.3.b Geoth DH, 2000m, E (LT) | Geothermal plant, electric heat pump, 2000m. DH temperature 70/35 degree - renewable heat - geothermal - medium | Geothermal plant, electric heat pump, 2000m. DH temperature 70/35 degree | renewable heat | geothermal | medium | Financial data | Variable O&M (electricity cost) [2015-EUR/MWh_h] | Variable O&M | electricity cost | EUR/MWh_h | 2015 | M |  | ctrl | 2030 | 0
45.3.b Geoth DH, 2000m, E (LT) | Geothermal plant, electric heat pump, 2000m. DH temperature 70/35 degree - renewable heat - geothermal - medium | Geothermal plant, electric heat pump, 2000m. DH temperature 70/35 degree | renewable heat | geothermal | medium | Financial data | Variable O&M (electricity cost) [2015-EUR/MWh_h] | Variable O&M | electricity cost | EUR/MWh_h | 2015 | M |  | ctrl | 2040 | 0
45.3.b Geoth DH, 2000m, E (LT) | Geothermal plant, electric heat pump, 2000m. DH temperature 70/35 degree - renewable heat - geothermal - medium | Geothermal plant, electric heat pump, 2000m. DH temperature 70/35 degree | renewable heat | geothermal | medium | Financial data | Variable O&M (electricity cost) [2015-EUR/MWh_h] | Variable O&M | electricity cost | EUR/MWh_h | 2015 | M |  | ctrl | 2050 | 0
45.3.b Geoth DH, 2000m, E (LT) | Geothermal plant, electric heat pump, 2000m. DH temperature 70/35 degree - renewable heat - geothermal - medium | Geothermal plant, electric heat pump, 2000m. DH temperature 70/35 degree | renewable heat | geothermal | medium | Financial data | Variable O&M (electricity cost) [2015-EUR/MWh_h] | Variable O&M | electricity cost | EUR/MWh_h | 2015 | M |  | lower | 2050 | 0
45.3.b Geoth DH, 2000m, E (LT) | Geothermal plant, electric heat pump, 2000m. DH temperature 70/35 degree - renewable heat - geothermal - medium | Geothermal plant, electric heat pump, 2000m. DH temperature 70/35 degree | renewable heat | geothermal | medium | Financial data | Variable O&M (electricity cost) [2015-EUR/MWh_h] | Variable O&M | electricity cost | EUR/MWh_h | 2015 | M |  | upper | 2050 | 0
45.3.b Geoth DH, 2000m, E (LT) | Geothermal plant, electric heat pump, 2000m. DH temperature 70/35 degree - renewable heat - geothermal - medium | Geothermal plant, electric heat pump, 2000m. DH temperature 70/35 degree | renewable heat | geothermal | medium | Financial data | Variable O&M (other O&M) [2015-EUR/MWh_h] | Variable O&M | other O&M | EUR/MWh_h | 2015 | F |  | ctrl | 2020 | 4.3402
45.3.b Geoth DH, 2000m, E (LT) | Geothermal plant, electric heat pump, 2000m. DH temperature 70/35 degree - renewable heat - geothermal - medium | Geothermal plant, electric heat pump, 2000m. DH temperature 70/35 degree | renewable heat | geothermal | medium | Financial data | Variable O&M (other O&M) [2015-EUR/MWh_h] | Variable O&M | other O&M | EUR/MWh_h | 2015 | F |  | ctrl | 2025 | 4.2484
45.3.b Geoth DH, 2000m, E (LT) | Geothermal plant, electric heat pump, 2000m. DH temperature 70/35 degree - renewable heat - geothermal - medium | Geothermal plant, electric heat pump, 2000m. DH temperature 70/35 degree | renewable heat | geothermal | medium | Financial data | Variable O&M (other O&M) [2015-EUR/MWh_h] | Variable O&M | other O&M | EUR/MWh_h | 2015 | F |  | lower | 2025 | 4.124
45.3.b Geoth DH, 2000m, E (LT) | Geothermal plant, electric heat pump, 2000m. DH temperature 70/35 degree - renewable heat - geothermal - medium | Geothermal plant, electric heat pump, 2000m. DH temperature 70/35 degree | renewable heat | geothermal | medium | Financial data | Variable O&M (other O&M) [2015-EUR/MWh_h] | Variable O&M | other O&M | EUR/MWh_h | 2015 | F |  | upper | 2025 | 4.335
45.3.b Geoth DH, 2000m, E (LT) | Geothermal plant, electric heat pump, 2000m. DH temperature 70/35 degree - renewable heat - geothermal - medium | Geothermal plant, electric heat pump, 2000m. DH temperature 70/35 degree | renewable heat | geothermal | medium | Financial data | Variable O&M (other O&M) [2015-EUR/MWh_h] | Variable O&M | other O&M | EUR/MWh_h | 2015 | F |  | ctrl | 2030 | 4.2362
45.3.b Geoth DH, 2000m, E (LT) | Geothermal plant, electric heat pump, 2000m. DH temperature 70/35 degree - renewable heat - geothermal - medium | Geothermal plant, electric heat pump, 2000m. DH temperature 70/35 degree | renewable heat | geothermal | medium | Financial data | Variable O&M (other O&M) [2015-EUR/MWh_h] | Variable O&M | other O&M | EUR/MWh_h | 2015 | F |  | ctrl | 2040 | 4.164
45.3.b Geoth DH, 2000m, E (LT) | Geothermal plant, electric heat pump, 2000m. DH temperature 70/35 degree - renewable heat - geothermal - medium | Geothermal plant, electric heat pump, 2000m. DH temperature 70/35 degree | renewable heat | geothermal | medium | Financial data | Variable O&M (other O&M) [2015-EUR/MWh_h] | Variable O&M | other O&M | EUR/MWh_h | 2015 | F |  | ctrl | 2050 | 3.9913
45.3.b Geoth DH, 2000m, E (LT) | Geothermal plant, electric heat pump, 2000m. DH temperature 70/35 degree - renewable heat - geothermal - medium | Geothermal plant, electric heat pump, 2000m. DH temperature 70/35 degree | renewable heat | geothermal | medium | Financial data | Variable O&M (other O&M) [2015-EUR/MWh_h] | Variable O&M | other O&M | EUR/MWh_h | 2015 | F |  | lower | 2050 | 3.976
45.3.b Geoth DH, 2000m, E (LT) | Geothermal plant, electric heat pump, 2000m. DH temperature 70/35 degree - renewable heat - geothermal - medium | Geothermal plant, electric heat pump, 2000m. DH temperature 70/35 degree | renewable heat | geothermal | medium | Financial data | Variable O&M (other O&M) [2015-EUR/MWh_h] | Variable O&M | other O&M | EUR/MWh_h | 2015 | F |  | upper | 2050 | 4.1637
45.3.b Geoth DH, 2000m, E (LT) | Geothermal plant, electric heat pump, 2000m. DH temperature 70/35 degree - renewable heat - geothermal - medium | Geothermal plant, electric heat pump, 2000m. DH temperature 70/35 degree | renewable heat | geothermal | medium | Financial data | Fixed O&M (*total) [2015-EUR/MW_h/y] | Fixed O&M | *total | EUR/MW_h/y | 2015 | [E, J] | [1, 3, 2] | ctrl | 2020 | 24500
45.3.b Geoth DH, 2000m, E (LT) | Geothermal plant, electric heat pump, 2000m. DH temperature 70/35 degree - renewable heat - geothermal - medium | Geothermal plant, electric heat pump, 2000m. DH temperature 70/35 degree | renewable heat | geothermal | medium | Financial data | Fixed O&M (*total) [2015-EUR/MW_h/y] | Fixed O&M | *total | EUR/MW_h/y | 2015 | [E, J] | [1, 3, 2] | ctrl | 2025 | 23800
45.3.b Geoth DH, 2000m, E (LT) | Geothermal plant, electric heat pump, 2000m. DH temperature 70/35 degree - renewable heat - geothermal - medium | Geothermal plant, electric heat pump, 2000m. DH temperature 70/35 degree | renewable heat | geothermal | medium | Financial data | Fixed O&M (*total) [2015-EUR/MW_h/y] | Fixed O&M | *total | EUR/MW_h/y | 2015 | [E, J] | [1, 3, 2] | lower | 2025 | 23800
45.3.b Geoth DH, 2000m, E (LT) | Geothermal plant, electric heat pump, 2000m. DH temperature 70/35 degree - renewable heat - geothermal - medium | Geothermal plant, electric heat pump, 2000m. DH temperature 70/35 degree | renewable heat | geothermal | medium | Financial data | Fixed O&M (*total) [2015-EUR/MW_h/y] | Fixed O&M | *total | EUR/MW_h/y | 2015 | [E, J] | [1, 3, 2] | upper | 2025 | 23800
45.3.b Geoth DH, 2000m, E (LT) | Geothermal plant, electric heat pump, 2000m. DH temperature 70/35 degree - renewable heat - geothermal - medium | Geothermal plant, electric heat pump, 2000m. DH temperature 70/35 degree | renewable heat | geothermal | medium | Financial data | Fixed O&M (*total) [2015-EUR/MW_h/y] | Fixed O&M | *total | EUR/MW_h/y | 2015 | [E, J] | [1, 3, 2] | ctrl | 2030 | 23100
45.3.b Geoth DH, 2000m, E (LT) | Geothermal plant, electric heat pump, 2000m. DH temperature 70/35 degree - renewable heat - geothermal - medium | Geothermal plant, electric heat pump, 2000m. DH temperature 70/35 degree | renewable heat | geothermal | medium | Financial data | Fixed O&M (*total) [2015-EUR/MW_h/y] | Fixed O&M | *total | EUR/MW_h/y | 2015 | [E, J] | [1, 3, 2] | ctrl | 2040 | 22300
45.3.b Geoth DH, 2000m, E (LT) | Geothermal plant, electric heat pump, 2000m. DH temperature 70/35 degree - renewable heat - geothermal - medium | Geothermal plant, electric heat pump, 2000m. DH temperature 70/35 degree | renewable heat | geothermal | medium | Financial data | Fixed O&M (*total) [2015-EUR/MW_h/y] | Fixed O&M | *total | EUR/MW_h/y | 2015 | [E, J] | [1, 3, 2] | ctrl | 2050 | 21600
45.3.b Geoth DH, 2000m, E (LT) | Geothermal plant, electric heat pump, 2000m. DH temperature 70/35 degree - renewable heat - geothermal - medium | Geothermal plant, electric heat pump, 2000m. DH temperature 70/35 degree | renewable heat | geothermal | medium | Financial data | Fixed O&M (*total) [2015-EUR/MW_h/y] | Fixed O&M | *total | EUR/MW_h/y | 2015 | [E, J] | [1, 3, 2] | lower | 2050 | 21600
45.3.b Geoth DH, 2000m, E (LT) | Geothermal plant, electric heat pump, 2000m. DH temperature 70/35 degree - renewable heat - geothermal - medium | Geothermal plant, electric heat pump, 2000m. DH temperature 70/35 degree | renewable heat | geothermal | medium | Financial data | Fixed O&M (*total) [2015-EUR/MW_h/y] | Fixed O&M | *total | EUR/MW_h/y | 2015 | [E, J] | [1, 3, 2] | upper | 2050 | 21600
45.3.b Geoth DH, 2000m, E (LT) | Geothermal plant, electric heat pump, 2000m. DH temperature 70/35 degree - renewable heat - geothermal - medium | Geothermal plant, electric heat pump, 2000m. DH temperature 70/35 degree | renewable heat | geothermal | medium | Financial data | Nominal investment (*total) [2015-MEUR/MW_h] | Nominal investment | *total | MEUR/MW_h | 2015 | [C, K] | [2, 4, 7] | ctrl | 2020 | 2.8756
45.3.b Geoth DH, 2000m, E (LT) | Geothermal plant, electric heat pump, 2000m. DH temperature 70/35 degree - renewable heat - geothermal - medium | Geothermal plant, electric heat pump, 2000m. DH temperature 70/35 degree | renewable heat | geothermal | medium | Financial data | Nominal investment (*total) [2015-MEUR/MW_h] | Nominal investment | *total | MEUR/MW_h | 2015 | [C, K] | [2, 4, 7] | ctrl | 2025 | 2.7945
45.3.b Geoth DH, 2000m, E (LT) | Geothermal plant, electric heat pump, 2000m. DH temperature 70/35 degree - renewable heat - geothermal - medium | Geothermal plant, electric heat pump, 2000m. DH temperature 70/35 degree | renewable heat | geothermal | medium | Financial data | Nominal investment (*total) [2015-MEUR/MW_h] | Nominal investment | *total | MEUR/MW_h | 2015 | [C, K] | [2, 4, 7] | lower | 2025 | 1.6322
45.3.b Geoth DH, 2000m, E (LT) | Geothermal plant, electric heat pump, 2000m. DH temperature 70/35 degree - renewable heat - geothermal - medium | Geothermal plant, electric heat pump, 2000m. DH temperature 70/35 degree | renewable heat | geothermal | medium | Financial data | Nominal investment (*total) [2015-MEUR/MW_h] | Nominal investment | *total | MEUR/MW_h | 2015 | [C, K] | [2, 4, 7] | upper | 2025 | 4.152
45.3.b Geoth DH, 2000m, E (LT) | Geothermal plant, electric heat pump, 2000m. DH temperature 70/35 degree - renewable heat - geothermal - medium | Geothermal plant, electric heat pump, 2000m. DH temperature 70/35 degree | renewable heat | geothermal | medium | Financial data | Nominal investment (*total) [2015-MEUR/MW_h] | Nominal investment | *total | MEUR/MW_h | 2015 | [C, K] | [2, 4, 7] | ctrl | 2030 | 2.6945
45.3.b Geoth DH, 2000m, E (LT) | Geothermal plant, electric heat pump, 2000m. DH temperature 70/35 degree - renewable heat - geothermal - medium | Geothermal plant, electric heat pump, 2000m. DH temperature 70/35 degree | renewable heat | geothermal | medium | Financial data | Nominal investment (*total) [2015-MEUR/MW_h] | Nominal investment | *total | MEUR/MW_h | 2015 | [C, K] | [2, 4, 7] | ctrl | 2040 | 2.6131
45.3.b Geoth DH, 2000m, E (LT) | Geothermal plant, electric heat pump, 2000m. DH temperature 70/35 degree - renewable heat - geothermal - medium | Geothermal plant, electric heat pump, 2000m. DH temperature 70/35 degree | renewable heat | geothermal | medium | Financial data | Nominal investment (*total) [2015-MEUR/MW_h] | Nominal investment | *total | MEUR/MW_h | 2015 | [C, K] | [2, 4, 7] | ctrl | 2050 | 2.5322
45.3.b Geoth DH, 2000m, E (LT) | Geothermal plant, electric heat pump, 2000m. DH temperature 70/35 degree - renewable heat - geothermal - medium | Geothermal plant, electric heat pump, 2000m. DH temperature 70/35 degree | renewable heat | geothermal | medium | Financial data | Nominal investment (*total) [2015-MEUR/MW_h] | Nominal investment | *total | MEUR/MW_h | 2015 | [C, K] | [2, 4, 7] | lower | 2050 | 1.4911
45.3.b Geoth DH, 2000m, E (LT) | Geothermal plant, electric heat pump, 2000m. DH temperature 70/35 degree - renewable heat - geothermal - medium | Geothermal plant, electric heat pump, 2000m. DH temperature 70/35 degree | renewable heat | geothermal | medium | Financial data | Nominal investment (*total) [2015-MEUR/MW_h] | Nominal investment | *total | MEUR/MW_h | 2015 | [C, K] | [2, 4, 7] | upper | 2050 | 3.7891
45.3.b Geoth DH, 2000m, E (LT) | Geothermal plant, electric heat pump, 2000m. DH temperature 70/35 degree - renewable heat - geothermal - medium | Geothermal plant, electric heat pump, 2000m. DH temperature 70/35 degree | renewable heat | geothermal | medium | Financial data | Variable O&M (*total) [2015-EUR/MWh_h] | Variable O&M | *total | EUR/MWh_h | 2015 | FJ | 2 | ctrl | 2020 | 4.3402
45.3.b Geoth DH, 2000m, E (LT) | Geothermal plant, electric heat pump, 2000m. DH temperature 70/35 degree - renewable heat - geothermal - medium | Geothermal plant, electric heat pump, 2000m. DH temperature 70/35 degree | renewable heat | geothermal | medium | Financial data | Variable O&M (*total) [2015-EUR/MWh_h] | Variable O&M | *total | EUR/MWh_h | 2015 | FJ | 2 | ctrl | 2025 | 4.2484
45.3.b Geoth DH, 2000m, E (LT) | Geothermal plant, electric heat pump, 2000m. DH temperature 70/35 degree - renewable heat - geothermal - medium | Geothermal plant, electric heat pump, 2000m. DH temperature 70/35 degree | renewable heat | geothermal | medium | Financial data | Variable O&M (*total) [2015-EUR/MWh_h] | Variable O&M | *total | EUR/MWh_h | 2015 | FJ | 2 | lower | 2025 | 4.124
45.3.b Geoth DH, 2000m, E (LT) | Geothermal plant, electric heat pump, 2000m. DH temperature 70/35 degree - renewable heat - geothermal - medium | Geothermal plant, electric heat pump, 2000m. DH temperature 70/35 degree | renewable heat | geothermal | medium | Financial data | Variable O&M (*total) [2015-EUR/MWh_h] | Variable O&M | *total | EUR/MWh_h | 2015 | FJ | 2 | upper | 2025 | 4.335
45.3.b Geoth DH, 2000m, E (LT) | Geothermal plant, electric heat pump, 2000m. DH temperature 70/35 degree - renewable heat - geothermal - medium | Geothermal plant, electric heat pump, 2000m. DH temperature 70/35 degree | renewable heat | geothermal | medium | Financial data | Variable O&M (*total) [2015-EUR/MWh_h] | Variable O&M | *total | EUR/MWh_h | 2015 | FJ | 2 | ctrl | 2030 | 4.2362
45.3.b Geoth DH, 2000m, E (LT) | Geothermal plant, electric heat pump, 2000m. DH temperature 70/35 degree - renewable heat - geothermal - medium | Geothermal plant, electric heat pump, 2000m. DH temperature 70/35 degree | renewable heat | geothermal | medium | Financial data | Variable O&M (*total) [2015-EUR/MWh_h] | Variable O&M | *total | EUR/MWh_h | 2015 | FJ | 2 | ctrl | 2040 | 4.164
45.3.b Geoth DH, 2000m, E (LT) | Geothermal plant, electric heat pump, 2000m. DH temperature 70/35 degree - renewable heat - geothermal - medium | Geothermal plant, electric heat pump, 2000m. DH temperature 70/35 degree | renewable heat | geothermal | medium | Financial data | Variable O&M (*total) [2015-EUR/MWh_h] | Variable O&M | *total | EUR/MWh_h | 2015 | FJ | 2 | ctrl | 2050 | 3.9913
45.3.b Geoth DH, 2000m, E (LT) | Geothermal plant, electric heat pump, 2000m. DH temperature 70/35 degree - renewable heat - geothermal - medium | Geothermal plant, electric heat pump, 2000m. DH temperature 70/35 degree | renewable heat | geothermal | medium | Financial data | Variable O&M (*total) [2015-EUR/MWh_h] | Variable O&M | *total | EUR/MWh_h | 2015 | FJ | 2 | lower | 2050 | 3.976
45.3.b Geoth DH, 2000m, E (LT) | Geothermal plant, electric heat pump, 2000m. DH temperature 70/35 degree - renewable heat - geothermal - medium | Geothermal plant, electric heat pump, 2000m. DH temperature 70/35 degree | renewable heat | geothermal | medium | Financial data | Variable O&M (*total) [2015-EUR/MWh_h] | Variable O&M | *total | EUR/MWh_h | 2015 | FJ | 2 | upper | 2050 | 4.1637
45.3.b Geoth DH, 2000m, E (LT) | Geothermal plant, electric heat pump, 2000m. DH temperature 70/35 degree - renewable heat - geothermal - medium | Geothermal plant, electric heat pump, 2000m. DH temperature 70/35 degree | renewable heat | geothermal | medium | Regulation ability | Cold start-up time [hours] | Cold start-up time |  | hours |  |  | 3 | ctrl | 2020 | 2
45.3.b Geoth DH, 2000m, E (LT) | Geothermal plant, electric heat pump, 2000m. DH temperature 70/35 degree - renewable heat - geothermal - medium | Geothermal plant, electric heat pump, 2000m. DH temperature 70/35 degree | renewable heat | geothermal | medium | Regulation ability | Cold start-up time [hours] | Cold start-up time |  | hours |  |  | 3 | ctrl | 2025 | 2
45.3.b Geoth DH, 2000m, E (LT) | Geothermal plant, electric heat pump, 2000m. DH temperature 70/35 degree - renewable heat - geothermal - medium | Geothermal plant, electric heat pump, 2000m. DH temperature 70/35 degree | renewable heat | geothermal | medium | Regulation ability | Cold start-up time [hours] | Cold start-up time |  | hours |  |  | 3 | lower | 2025 | 2
45.3.b Geoth DH, 2000m, E (LT) | Geothermal plant, electric heat pump, 2000m. DH temperature 70/35 degree - renewable heat - geothermal - medium | Geothermal plant, electric heat pump, 2000m. DH temperature 70/35 degree | renewable heat | geothermal | medium | Regulation ability | Cold start-up time [hours] | Cold start-up time |  | hours |  |  | 3 | upper | 2025 | 2
45.3.b Geoth DH, 2000m, E (LT) | Geothermal plant, electric heat pump, 2000m. DH temperature 70/35 degree - renewable heat - geothermal - medium | Geothermal plant, electric heat pump, 2000m. DH temperature 70/35 degree | renewable heat | geothermal | medium | Regulation ability | Cold start-up time [hours] | Cold start-up time |  | hours |  |  | 3 | ctrl | 2030 | 2
45.3.b Geoth DH, 2000m, E (LT) | Geothermal plant, electric heat pump, 2000m. DH temperature 70/35 degree - renewable heat - geothermal - medium | Geothermal plant, electric heat pump, 2000m. DH temperature 70/35 degree | renewable heat | geothermal | medium | Regulation ability | Cold start-up time [hours] | Cold start-up time |  | hours |  |  | 3 | ctrl | 2040 | 2
45.3.b Geoth DH, 2000m, E (LT) | Geothermal plant, electric heat pump, 2000m. DH temperature 70/35 degree - renewable heat - geothermal - medium | Geothermal plant, electric heat pump, 2000m. DH temperature 70/35 degree | renewable heat | geothermal | medium | Regulation ability | Cold start-up time [hours] | Cold start-up time |  | hours |  |  | 3 | ctrl | 2050 | 2
45.3.b Geoth DH, 2000m, E (LT) | Geothermal plant, electric heat pump, 2000m. DH temperature 70/35 degree - renewable heat - geothermal - medium | Geothermal plant, electric heat pump, 2000m. DH temperature 70/35 degree | renewable heat | geothermal | medium | Regulation ability | Cold start-up time [hours] | Cold start-up time |  | hours |  |  | 3 | lower | 2050 | 2
45.3.b Geoth DH, 2000m, E (LT) | Geothermal plant, electric heat pump, 2000m. DH temperature 70/35 degree - renewable heat - geothermal - medium | Geothermal plant, electric heat pump, 2000m. DH temperature 70/35 degree | renewable heat | geothermal | medium | Regulation ability | Cold start-up time [hours] | Cold start-up time |  | hours |  |  | 3 | upper | 2050 | 2
45.3.b Geoth DH, 2000m, E (LT) | Geothermal plant, electric heat pump, 2000m. DH temperature 70/35 degree - renewable heat - geothermal - medium | Geothermal plant, electric heat pump, 2000m. DH temperature 70/35 degree | renewable heat | geothermal | medium | Regulation ability | Minimum load (of full load) [] | Minimum load | of full load | [] |  | H | [2, 5] | ctrl | 2020 | 0.2
45.3.b Geoth DH, 2000m, E (LT) | Geothermal plant, electric heat pump, 2000m. DH temperature 70/35 degree - renewable heat - geothermal - medium | Geothermal plant, electric heat pump, 2000m. DH temperature 70/35 degree | renewable heat | geothermal | medium | Regulation ability | Minimum load (of full load) [] | Minimum load | of full load | [] |  | H | [2, 5] | ctrl | 2025 | 0.2
45.3.b Geoth DH, 2000m, E (LT) | Geothermal plant, electric heat pump, 2000m. DH temperature 70/35 degree - renewable heat - geothermal - medium | Geothermal plant, electric heat pump, 2000m. DH temperature 70/35 degree | renewable heat | geothermal | medium | Regulation ability | Minimum load (of full load) [] | Minimum load | of full load | [] |  | H | [2, 5] | lower | 2025 | 0.2
45.3.b Geoth DH, 2000m, E (LT) | Geothermal plant, electric heat pump, 2000m. DH temperature 70/35 degree - renewable heat - geothermal - medium | Geothermal plant, electric heat pump, 2000m. DH temperature 70/35 degree | renewable heat | geothermal | medium | Regulation ability | Minimum load (of full load) [] | Minimum load | of full load | [] |  | H | [2, 5] | upper | 2025 | 0.2
45.3.b Geoth DH, 2000m, E (LT) | Geothermal plant, electric heat pump, 2000m. DH temperature 70/35 degree - renewable heat - geothermal - medium | Geothermal plant, electric heat pump, 2000m. DH temperature 70/35 degree | renewable heat | geothermal | medium | Regulation ability | Minimum load (of full load) [] | Minimum load | of full load | [] |  | H | [2, 5] | ctrl | 2030 | 0.2
45.3.b Geoth DH, 2000m, E (LT) | Geothermal plant, electric heat pump, 2000m. DH temperature 70/35 degree - renewable heat - geothermal - medium | Geothermal plant, electric heat pump, 2000m. DH temperature 70/35 degree | renewable heat | geothermal | medium | Regulation ability | Minimum load (of full load) [] | Minimum load | of full load | [] |  | H | [2, 5] | ctrl | 2040 | 0.2
45.3.b Geoth DH, 2000m, E (LT) | Geothermal plant, electric heat pump, 2000m. DH temperature 70/35 degree - renewable heat - geothermal - medium | Geothermal plant, electric heat pump, 2000m. DH temperature 70/35 degree | renewable heat | geothermal | medium | Regulation ability | Minimum load (of full load) [] | Minimum load | of full load | [] |  | H | [2, 5] | ctrl | 2050 | 0.2
45.3.b Geoth DH, 2000m, E (LT) | Geothermal plant, electric heat pump, 2000m. DH temperature 70/35 degree - renewable heat - geothermal - medium | Geothermal plant, electric heat pump, 2000m. DH temperature 70/35 degree | renewable heat | geothermal | medium | Regulation ability | Minimum load (of full load) [] | Minimum load | of full load | [] |  | H | [2, 5] | lower | 2050 | 0.2
45.3.b Geoth DH, 2000m, E (LT) | Geothermal plant, electric heat pump, 2000m. DH temperature 70/35 degree - renewable heat - geothermal - medium | Geothermal plant, electric heat pump, 2000m. DH temperature 70/35 degree | renewable heat | geothermal | medium | Regulation ability | Minimum load (of full load) [] | Minimum load | of full load | [] |  | H | [2, 5] | upper | 2050 | 0.2
45.3.b Geoth DH, 2000m, E (LT) | Geothermal plant, electric heat pump, 2000m. DH temperature 70/35 degree - renewable heat - geothermal - medium | Geothermal plant, electric heat pump, 2000m. DH temperature 70/35 degree | renewable heat | geothermal | medium | Regulation ability | Primary regulation (of full load, per 30 seconds) [] | Primary regulation | of full load, per 30 seconds | [] |  | H |  | ctrl | 2020
45.3.b Geoth DH, 2000m, E (LT) | Geothermal plant, electric heat pump, 2000m. DH temperature 70/35 degree - renewable heat - geothermal - medium | Geothermal plant, electric heat pump, 2000m. DH temperature 70/35 degree | renewable heat | geothermal | medium | Regulation ability | Primary regulation (of full load, per 30 seconds) [] | Primary regulation | of full load, per 30 seconds | [] |  | H |  | ctrl | 2025
45.3.b Geoth DH, 2000m, E (LT) | Geothermal plant, electric heat pump, 2000m. DH temperature 70/35 degree - renewable heat - geothermal - medium | Geothermal plant, electric heat pump, 2000m. DH temperature 70/35 degree | renewable heat | geothermal | medium | Regulation ability | Primary regulation (of full load, per 30 seconds) [] | Primary regulation | of full load, per 30 seconds | [] |  | H |  | lower | 2025
45.3.b Geoth DH, 2000m, E (LT) | Geothermal plant, electric heat pump, 2000m. DH temperature 70/35 degree - renewable heat - geothermal - medium | Geothermal plant, electric heat pump, 2000m. DH temperature 70/35 degree | renewable heat | geothermal | medium | Regulation ability | Primary regulation (of full load, per 30 seconds) [] | Primary regulation | of full load, per 30 seconds | [] |  | H |  | upper | 2025
45.3.b Geoth DH, 2000m, E (LT) | Geothermal plant, electric heat pump, 2000m. DH temperature 70/35 degree - renewable heat - geothermal - medium | Geothermal plant, electric heat pump, 2000m. DH temperature 70/35 degree | renewable heat | geothermal | medium | Regulation ability | Primary regulation (of full load, per 30 seconds) [] | Primary regulation | of full load, per 30 seconds | [] |  | H |  | ctrl | 2030
45.3.b Geoth DH, 2000m, E (LT) | Geothermal plant, electric heat pump, 2000m. DH temperature 70/35 degree - renewable heat - geothermal - medium | Geothermal plant, electric heat pump, 2000m. DH temperature 70/35 degree | renewable heat | geothermal | medium | Regulation ability | Primary regulation (of full load, per 30 seconds) [] | Primary regulation | of full load, per 30 seconds | [] |  | H |  | ctrl | 2040
45.3.b Geoth DH, 2000m, E (LT) | Geothermal plant, electric heat pump, 2000m. DH temperature 70/35 degree - renewable heat - geothermal - medium | Geothermal plant, electric heat pump, 2000m. DH temperature 70/35 degree | renewable heat | geothermal | medium | Regulation ability | Primary regulation (of full load, per 30 seconds) [] | Primary regulation | of full load, per 30 seconds | [] |  | H |  | ctrl | 2050
45.3.b Geoth DH, 2000m, E (LT) | Geothermal plant, electric heat pump, 2000m. DH temperature 70/35 degree - renewable heat - geothermal - medium | Geothermal plant, electric heat pump, 2000m. DH temperature 70/35 degree | renewable heat | geothermal | medium | Regulation ability | Primary regulation (of full load, per 30 seconds) [] | Primary regulation | of full load, per 30 seconds | [] |  | H |  | lower | 2050
45.3.b Geoth DH, 2000m, E (LT) | Geothermal plant, electric heat pump, 2000m. DH temperature 70/35 degree - renewable heat - geothermal - medium | Geothermal plant, electric heat pump, 2000m. DH temperature 70/35 degree | renewable heat | geothermal | medium | Regulation ability | Primary regulation (of full load, per 30 seconds) [] | Primary regulation | of full load, per 30 seconds | [] |  | H |  | upper | 2050
45.3.b Geoth DH, 2000m, E (LT) | Geothermal plant, electric heat pump, 2000m. DH temperature 70/35 degree - renewable heat - geothermal - medium | Geothermal plant, electric heat pump, 2000m. DH temperature 70/35 degree | renewable heat | geothermal | medium | Regulation ability | Secondary regulation (of full load, per minute) [] | Secondary regulation | of full load, per minute | [] |  | H |  | ctrl | 2020
45.3.b Geoth DH, 2000m, E (LT) | Geothermal plant, electric heat pump, 2000m. DH temperature 70/35 degree - renewable heat - geothermal - medium | Geothermal plant, electric heat pump, 2000m. DH temperature 70/35 degree | renewable heat | geothermal | medium | Regulation ability | Secondary regulation (of full load, per minute) [] | Secondary regulation | of full load, per minute | [] |  | H |  | ctrl | 2025
45.3.b Geoth DH, 2000m, E (LT) | Geothermal plant, electric heat pump, 2000m. DH temperature 70/35 degree - renewable heat - geothermal - medium | Geothermal plant, electric heat pump, 2000m. DH temperature 70/35 degree | renewable heat | geothermal | medium | Regulation ability | Secondary regulation (of full load, per minute) [] | Secondary regulation | of full load, per minute | [] |  | H |  | lower | 2025
45.3.b Geoth DH, 2000m, E (LT) | Geothermal plant, electric heat pump, 2000m. DH temperature 70/35 degree - renewable heat - geothermal - medium | Geothermal plant, electric heat pump, 2000m. DH temperature 70/35 degree | renewable heat | geothermal | medium | Regulation ability | Secondary regulation (of full load, per minute) [] | Secondary regulation | of full load, per minute | [] |  | H |  | upper | 2025
45.3.b Geoth DH, 2000m, E (LT) | Geothermal plant, electric heat pump, 2000m. DH temperature 70/35 degree - renewable heat - geothermal - medium | Geothermal plant, electric heat pump, 2000m. DH temperature 70/35 degree | renewable heat | geothermal | medium | Regulation ability | Secondary regulation (of full load, per minute) [] | Secondary regulation | of full load, per minute | [] |  | H |  | ctrl | 2030
45.3.b Geoth DH, 2000m, E (LT) | Geothermal plant, electric heat pump, 2000m. DH temperature 70/35 degree - renewable heat - geothermal - medium | Geothermal plant, electric heat pump, 2000m. DH temperature 70/35 degree | renewable heat | geothermal | medium | Regulation ability | Secondary regulation (of full load, per minute) [] | Secondary regulation | of full load, per minute | [] |  | H |  | ctrl | 2040
45.3.b Geoth DH, 2000m, E (LT) | Geothermal plant, electric heat pump, 2000m. DH temperature 70/35 degree - renewable heat - geothermal - medium | Geothermal plant, electric heat pump, 2000m. DH temperature 70/35 degree | renewable heat | geothermal | medium | Regulation ability | Secondary regulation (of full load, per minute) [] | Secondary regulation | of full load, per minute | [] |  | H |  | ctrl | 2050
45.3.b Geoth DH, 2000m, E (LT) | Geothermal plant, electric heat pump, 2000m. DH temperature 70/35 degree - renewable heat - geothermal - medium | Geothermal plant, electric heat pump, 2000m. DH temperature 70/35 degree | renewable heat | geothermal | medium | Regulation ability | Secondary regulation (of full load, per minute) [] | Secondary regulation | of full load, per minute | [] |  | H |  | lower | 2050
45.3.b Geoth DH, 2000m, E (LT) | Geothermal plant, electric heat pump, 2000m. DH temperature 70/35 degree - renewable heat - geothermal - medium | Geothermal plant, electric heat pump, 2000m. DH temperature 70/35 degree | renewable heat | geothermal | medium | Regulation ability | Secondary regulation (of full load, per minute) [] | Secondary regulation | of full load, per minute | [] |  | H |  | upper | 2050
45.3.b Geoth DH, 2000m, E (LT) | Geothermal plant, electric heat pump, 2000m. DH temperature 70/35 degree - renewable heat - geothermal - medium | Geothermal plant, electric heat pump, 2000m. DH temperature 70/35 degree | renewable heat | geothermal | medium | Regulation ability | Warm start-up time [hours] | Warm start-up time |  | hours |  |  |  | ctrl | 2020
45.3.b Geoth DH, 2000m, E (LT) | Geothermal plant, electric heat pump, 2000m. DH temperature 70/35 degree - renewable heat - geothermal - medium | Geothermal plant, electric heat pump, 2000m. DH temperature 70/35 degree | renewable heat | geothermal | medium | Regulation ability | Warm start-up time [hours] | Warm start-up time |  | hours |  |  |  | ctrl | 2025
45.3.b Geoth DH, 2000m, E (LT) | Geothermal plant, electric heat pump, 2000m. DH temperature 70/35 degree - renewable heat - geothermal - medium | Geothermal plant, electric heat pump, 2000m. DH temperature 70/35 degree | renewable heat | geothermal | medium | Regulation ability | Warm start-up time [hours] | Warm start-up time |  | hours |  |  |  | lower | 2025
45.3.b Geoth DH, 2000m, E (LT) | Geothermal plant, electric heat pump, 2000m. DH temperature 70/35 degree - renewable heat - geothermal - medium | Geothermal plant, electric heat pump, 2000m. DH temperature 70/35 degree | renewable heat | geothermal | medium | Regulation ability | Warm start-up time [hours] | Warm start-up time |  | hours |  |  |  | upper | 2025
45.3.b Geoth DH, 2000m, E (LT) | Geothermal plant, electric heat pump, 2000m. DH temperature 70/35 degree - renewable heat - geothermal - medium | Geothermal plant, electric heat pump, 2000m. DH temperature 70/35 degree | renewable heat | geothermal | medium | Regulation ability | Warm start-up time [hours] | Warm start-up time |  | hours |  |  |  | ctrl | 2030
45.3.b Geoth DH, 2000m, E (LT) | Geothermal plant, electric heat pump, 2000m. DH temperature 70/35 degree - renewable heat - geothermal - medium | Geothermal plant, electric heat pump, 2000m. DH temperature 70/35 degree | renewable heat | geothermal | medium | Regulation ability | Warm start-up time [hours] | Warm start-up time |  | hours |  |  |  | ctrl | 2040
45.3.b Geoth DH, 2000m, E (LT) | Geothermal plant, electric heat pump, 2000m. DH temperature 70/35 degree - renewable heat - geothermal - medium | Geothermal plant, electric heat pump, 2000m. DH temperature 70/35 degree | renewable heat | geothermal | medium | Regulation ability | Warm start-up time [hours] | Warm start-up time |  | hours |  |  |  | ctrl | 2050
45.3.b Geoth DH, 2000m, E (LT) | Geothermal plant, electric heat pump, 2000m. DH temperature 70/35 degree - renewable heat - geothermal - medium | Geothermal plant, electric heat pump, 2000m. DH temperature 70/35 degree | renewable heat | geothermal | medium | Regulation ability | Warm start-up time [hours] | Warm start-up time |  | hours |  |  |  | lower | 2050
45.3.b Geoth DH, 2000m, E (LT) | Geothermal plant, electric heat pump, 2000m. DH temperature 70/35 degree - renewable heat - geothermal - medium | Geothermal plant, electric heat pump, 2000m. DH temperature 70/35 degree | renewable heat | geothermal | medium | Regulation ability | Warm start-up time [hours] | Warm start-up time |  | hours |  |  |  | upper | 2050
45.3.b Geoth DH, 2000m, E (LT) | Geothermal plant, electric heat pump, 2000m. DH temperature 70/35 degree - renewable heat - geothermal - medium | Geothermal plant, electric heat pump, 2000m. DH temperature 70/35 degree | renewable heat | geothermal | medium | Technology-specific data | Depth of geothermal well [m] | Depth of geothermal well |  | m |  |  | 1 | ctrl | 2020 | 2000
45.3.b Geoth DH, 2000m, E (LT) | Geothermal plant, electric heat pump, 2000m. DH temperature 70/35 degree - renewable heat - geothermal - medium | Geothermal plant, electric heat pump, 2000m. DH temperature 70/35 degree | renewable heat | geothermal | medium | Technology-specific data | Depth of geothermal well [m] | Depth of geothermal well |  | m |  |  | 1 | ctrl | 2025 | 2000
45.3.b Geoth DH, 2000m, E (LT) | Geothermal plant, electric heat pump, 2000m. DH temperature 70/35 degree - renewable heat - geothermal - medium | Geothermal plant, electric heat pump, 2000m. DH temperature 70/35 degree | renewable heat | geothermal | medium | Technology-specific data | Depth of geothermal well [m] | Depth of geothermal well |  | m |  |  | 1 | lower | 2025 | 2000
45.3.b Geoth DH, 2000m, E (LT) | Geothermal plant, electric heat pump, 2000m. DH temperature 70/35 degree - renewable heat - geothermal - medium | Geothermal plant, electric heat pump, 2000m. DH temperature 70/35 degree | renewable heat | geothermal | medium | Technology-specific data | Depth of geothermal well [m] | Depth of geothermal well |  | m |  |  | 1 | upper | 2025 | 2000
45.3.b Geoth DH, 2000m, E (LT) | Geothermal plant, electric heat pump, 2000m. DH temperature 70/35 degree - renewable heat - geothermal - medium | Geothermal plant, electric heat pump, 2000m. DH temperature 70/35 degree | renewable heat | geothermal | medium | Technology-specific data | Depth of geothermal well [m] | Depth of geothermal well |  | m |  |  | 1 | ctrl | 2030 | 2000
45.3.b Geoth DH, 2000m, E (LT) | Geothermal plant, electric heat pump, 2000m. DH temperature 70/35 degree - renewable heat - geothermal - medium | Geothermal plant, electric heat pump, 2000m. DH temperature 70/35 degree | renewable heat | geothermal | medium | Technology-specific data | Depth of geothermal well [m] | Depth of geothermal well |  | m |  |  | 1 | ctrl | 2040 | 2000
45.3.b Geoth DH, 2000m, E (LT) | Geothermal plant, electric heat pump, 2000m. DH temperature 70/35 degree - renewable heat - geothermal - medium | Geothermal plant, electric heat pump, 2000m. DH temperature 70/35 degree | renewable heat | geothermal | medium | Technology-specific data | Depth of geothermal well [m] | Depth of geothermal well |  | m |  |  | 1 | ctrl | 2050 | 2000
45.3.b Geoth DH, 2000m, E (LT) | Geothermal plant, electric heat pump, 2000m. DH temperature 70/35 degree - renewable heat - geothermal - medium | Geothermal plant, electric heat pump, 2000m. DH temperature 70/35 degree | renewable heat | geothermal | medium | Technology-specific data | Depth of geothermal well [m] | Depth of geothermal well |  | m |  |  | 1 | lower | 2050 | 2000
45.3.b Geoth DH, 2000m, E (LT) | Geothermal plant, electric heat pump, 2000m. DH temperature 70/35 degree - renewable heat - geothermal - medium | Geothermal plant, electric heat pump, 2000m. DH temperature 70/35 degree | renewable heat | geothermal | medium | Technology-specific data | Depth of geothermal well [m] | Depth of geothermal well |  | m |  |  | 1 | upper | 2050 | 2000
45.3.b Geoth DH, 2000m, E (LT) | Geothermal plant, electric heat pump, 2000m. DH temperature 70/35 degree - renewable heat - geothermal - medium | Geothermal plant, electric heat pump, 2000m. DH temperature 70/35 degree | renewable heat | geothermal | medium | Technology-specific data | Heat generation from geothermal ressource [MW_h] | Heat generation from geothermal ressource |  | MW_h |  | [I, A, L, N] | 1 | ctrl | 2020 | 12.2
45.3.b Geoth DH, 2000m, E (LT) | Geothermal plant, electric heat pump, 2000m. DH temperature 70/35 degree - renewable heat - geothermal - medium | Geothermal plant, electric heat pump, 2000m. DH temperature 70/35 degree | renewable heat | geothermal | medium | Technology-specific data | Heat generation from geothermal ressource [MW_h] | Heat generation from geothermal ressource |  | MW_h |  | [I, A, L, N] | 1 | ctrl | 2025 | 12.2
45.3.b Geoth DH, 2000m, E (LT) | Geothermal plant, electric heat pump, 2000m. DH temperature 70/35 degree - renewable heat - geothermal - medium | Geothermal plant, electric heat pump, 2000m. DH temperature 70/35 degree | renewable heat | geothermal | medium | Technology-specific data | Heat generation from geothermal ressource [MW_h] | Heat generation from geothermal ressource |  | MW_h |  | [I, A, L, N] | 1 | lower | 2025 | 20.58
45.3.b Geoth DH, 2000m, E (LT) | Geothermal plant, electric heat pump, 2000m. DH temperature 70/35 degree - renewable heat - geothermal - medium | Geothermal plant, electric heat pump, 2000m. DH temperature 70/35 degree | renewable heat | geothermal | medium | Technology-specific data | Heat generation from geothermal ressource [MW_h] | Heat generation from geothermal ressource |  | MW_h |  | [I, A, L, N] | 1 | upper | 2025 | 4.57
45.3.b Geoth DH, 2000m, E (LT) | Geothermal plant, electric heat pump, 2000m. DH temperature 70/35 degree - renewable heat - geothermal - medium | Geothermal plant, electric heat pump, 2000m. DH temperature 70/35 degree | renewable heat | geothermal | medium | Technology-specific data | Heat generation from geothermal ressource [MW_h] | Heat generation from geothermal ressource |  | MW_h |  | [I, A, L, N] | 1 | ctrl | 2030 | 12.2
45.3.b Geoth DH, 2000m, E (LT) | Geothermal plant, electric heat pump, 2000m. DH temperature 70/35 degree - renewable heat - geothermal - medium | Geothermal plant, electric heat pump, 2000m. DH temperature 70/35 degree | renewable heat | geothermal | medium | Technology-specific data | Heat generation from geothermal ressource [MW_h] | Heat generation from geothermal ressource |  | MW_h |  | [I, A, L, N] | 1 | ctrl | 2040 | 12.2
45.3.b Geoth DH, 2000m, E (LT) | Geothermal plant, electric heat pump, 2000m. DH temperature 70/35 degree - renewable heat - geothermal - medium | Geothermal plant, electric heat pump, 2000m. DH temperature 70/35 degree | renewable heat | geothermal | medium | Technology-specific data | Heat generation from geothermal ressource [MW_h] | Heat generation from geothermal ressource |  | MW_h |  | [I, A, L, N] | 1 | ctrl | 2050 | 12.2
45.3.b Geoth DH, 2000m, E (LT) | Geothermal plant, electric heat pump, 2000m. DH temperature 70/35 degree - renewable heat - geothermal - medium | Geothermal plant, electric heat pump, 2000m. DH temperature 70/35 degree | renewable heat | geothermal | medium | Technology-specific data | Heat generation from geothermal ressource [MW_h] | Heat generation from geothermal ressource |  | MW_h |  | [I, A, L, N] | 1 | lower | 2050 | 20.58
45.3.b Geoth DH, 2000m, E (LT) | Geothermal plant, electric heat pump, 2000m. DH temperature 70/35 degree - renewable heat - geothermal - medium | Geothermal plant, electric heat pump, 2000m. DH temperature 70/35 degree | renewable heat | geothermal | medium | Technology-specific data | Heat generation from geothermal ressource [MW_h] | Heat generation from geothermal ressource |  | MW_h |  | [I, A, L, N] | 1 | upper | 2050 | 4.57
45.3.b Geoth DH, 2000m, E (LT) | Geothermal plant, electric heat pump, 2000m. DH temperature 70/35 degree - renewable heat - geothermal - medium | Geothermal plant, electric heat pump, 2000m. DH temperature 70/35 degree | renewable heat | geothermal | medium | Technology-specific data | Heat generation from heat pumps [MW_h] | Heat generation from heat pumps |  | MW_h |  | A | 1 | ctrl | 2020 | 0.45733
45.3.b Geoth DH, 2000m, E (LT) | Geothermal plant, electric heat pump, 2000m. DH temperature 70/35 degree - renewable heat - geothermal - medium | Geothermal plant, electric heat pump, 2000m. DH temperature 70/35 degree | renewable heat | geothermal | medium | Technology-specific data | Heat generation from heat pumps [MW_h] | Heat generation from heat pumps |  | MW_h |  | A | 1 | ctrl | 2025 | 0.44666
45.3.b Geoth DH, 2000m, E (LT) | Geothermal plant, electric heat pump, 2000m. DH temperature 70/35 degree - renewable heat - geothermal - medium | Geothermal plant, electric heat pump, 2000m. DH temperature 70/35 degree | renewable heat | geothermal | medium | Technology-specific data | Heat generation from heat pumps [MW_h] | Heat generation from heat pumps |  | MW_h |  | A | 1 | lower | 2025 | 0.75526
45.3.b Geoth DH, 2000m, E (LT) | Geothermal plant, electric heat pump, 2000m. DH temperature 70/35 degree - renewable heat - geothermal - medium | Geothermal plant, electric heat pump, 2000m. DH temperature 70/35 degree | renewable heat | geothermal | medium | Technology-specific data | Heat generation from heat pumps [MW_h] | Heat generation from heat pumps |  | MW_h |  | A | 1 | upper | 2025 | 0.16771
45.3.b Geoth DH, 2000m, E (LT) | Geothermal plant, electric heat pump, 2000m. DH temperature 70/35 degree - renewable heat - geothermal - medium | Geothermal plant, electric heat pump, 2000m. DH temperature 70/35 degree | renewable heat | geothermal | medium | Technology-specific data | Heat generation from heat pumps [MW_h] | Heat generation from heat pumps |  | MW_h |  | A | 1 | ctrl | 2030 | 0.43647
45.3.b Geoth DH, 2000m, E (LT) | Geothermal plant, electric heat pump, 2000m. DH temperature 70/35 degree - renewable heat - geothermal - medium | Geothermal plant, electric heat pump, 2000m. DH temperature 70/35 degree | renewable heat | geothermal | medium | Technology-specific data | Heat generation from heat pumps [MW_h] | Heat generation from heat pumps |  | MW_h |  | A | 1 | ctrl | 2040 | 0.41743
45.3.b Geoth DH, 2000m, E (LT) | Geothermal plant, electric heat pump, 2000m. DH temperature 70/35 degree - renewable heat - geothermal - medium | Geothermal plant, electric heat pump, 2000m. DH temperature 70/35 degree | renewable heat | geothermal | medium | Technology-specific data | Heat generation from heat pumps [MW_h] | Heat generation from heat pumps |  | MW_h |  | A | 1 | ctrl | 2050 | 0.40852
45.3.b Geoth DH, 2000m, E (LT) | Geothermal plant, electric heat pump, 2000m. DH temperature 70/35 degree - renewable heat - geothermal - medium | Geothermal plant, electric heat pump, 2000m. DH temperature 70/35 degree | renewable heat | geothermal | medium | Technology-specific data | Heat generation from heat pumps [MW_h] | Heat generation from heat pumps |  | MW_h |  | A | 1 | lower | 2050 | 0.69077
45.3.b Geoth DH, 2000m, E (LT) | Geothermal plant, electric heat pump, 2000m. DH temperature 70/35 degree - renewable heat - geothermal - medium | Geothermal plant, electric heat pump, 2000m. DH temperature 70/35 degree | renewable heat | geothermal | medium | Technology-specific data | Heat generation from heat pumps [MW_h] | Heat generation from heat pumps |  | MW_h |  | A | 1 | upper | 2050 | 0.15339
45.3.b Geoth DH, 2000m, E (LT) | Geothermal plant, electric heat pump, 2000m. DH temperature 70/35 degree - renewable heat - geothermal - medium | Geothermal plant, electric heat pump, 2000m. DH temperature 70/35 degree | renewable heat | geothermal | medium | Technology-specific data | Number of injection wells | Number of injection wells |  |  |  | [L, N] | 1 | ctrl | 2020 | 4
45.3.b Geoth DH, 2000m, E (LT) | Geothermal plant, electric heat pump, 2000m. DH temperature 70/35 degree - renewable heat - geothermal - medium | Geothermal plant, electric heat pump, 2000m. DH temperature 70/35 degree | renewable heat | geothermal | medium | Technology-specific data | Number of injection wells | Number of injection wells |  |  |  | [L, N] | 1 | ctrl | 2025 | 4
45.3.b Geoth DH, 2000m, E (LT) | Geothermal plant, electric heat pump, 2000m. DH temperature 70/35 degree - renewable heat - geothermal - medium | Geothermal plant, electric heat pump, 2000m. DH temperature 70/35 degree | renewable heat | geothermal | medium | Technology-specific data | Number of injection wells | Number of injection wells |  |  |  | [L, N] | 1 | lower | 2025 | 3
45.3.b Geoth DH, 2000m, E (LT) | Geothermal plant, electric heat pump, 2000m. DH temperature 70/35 degree - renewable heat - geothermal - medium | Geothermal plant, electric heat pump, 2000m. DH temperature 70/35 degree | renewable heat | geothermal | medium | Technology-specific data | Number of injection wells | Number of injection wells |  |  |  | [L, N] | 1 | upper | 2025 | 2
45.3.b Geoth DH, 2000m, E (LT) | Geothermal plant, electric heat pump, 2000m. DH temperature 70/35 degree - renewable heat - geothermal - medium | Geothermal plant, electric heat pump, 2000m. DH temperature 70/35 degree | renewable heat | geothermal | medium | Technology-specific data | Number of injection wells | Number of injection wells |  |  |  | [L, N] | 1 | ctrl | 2030 | 4
45.3.b Geoth DH, 2000m, E (LT) | Geothermal plant, electric heat pump, 2000m. DH temperature 70/35 degree - renewable heat - geothermal - medium | Geothermal plant, electric heat pump, 2000m. DH temperature 70/35 degree | renewable heat | geothermal | medium | Technology-specific data | Number of injection wells | Number of injection wells |  |  |  | [L, N] | 1 | ctrl | 2040 | 4
45.3.b Geoth DH, 2000m, E (LT) | Geothermal plant, electric heat pump, 2000m. DH temperature 70/35 degree - renewable heat - geothermal - medium | Geothermal plant, electric heat pump, 2000m. DH temperature 70/35 degree | renewable heat | geothermal | medium | Technology-specific data | Number of injection wells | Number of injection wells |  |  |  | [L, N] | 1 | ctrl | 2050 | 4
45.3.b Geoth DH, 2000m, E (LT) | Geothermal plant, electric heat pump, 2000m. DH temperature 70/35 degree - renewable heat - geothermal - medium | Geothermal plant, electric heat pump, 2000m. DH temperature 70/35 degree | renewable heat | geothermal | medium | Technology-specific data | Number of injection wells | Number of injection wells |  |  |  | [L, N] | 1 | lower | 2050 | 3
45.3.b Geoth DH, 2000m, E (LT) | Geothermal plant, electric heat pump, 2000m. DH temperature 70/35 degree - renewable heat - geothermal - medium | Geothermal plant, electric heat pump, 2000m. DH temperature 70/35 degree | renewable heat | geothermal | medium | Technology-specific data | Number of injection wells | Number of injection wells |  |  |  | [L, N] | 1 | upper | 2050 | 2
45.3.b Geoth DH, 2000m, E (LT) | Geothermal plant, electric heat pump, 2000m. DH temperature 70/35 degree - renewable heat - geothermal - medium | Geothermal plant, electric heat pump, 2000m. DH temperature 70/35 degree | renewable heat | geothermal | medium | Technology-specific data | Number of production wells | Number of production wells |  |  |  | [L, N] | 1 | ctrl | 2020 | 2
45.3.b Geoth DH, 2000m, E (LT) | Geothermal plant, electric heat pump, 2000m. DH temperature 70/35 degree - renewable heat - geothermal - medium | Geothermal plant, electric heat pump, 2000m. DH temperature 70/35 degree | renewable heat | geothermal | medium | Technology-specific data | Number of production wells | Number of production wells |  |  |  | [L, N] | 1 | ctrl | 2025 | 2
45.3.b Geoth DH, 2000m, E (LT) | Geothermal plant, electric heat pump, 2000m. DH temperature 70/35 degree - renewable heat - geothermal - medium | Geothermal plant, electric heat pump, 2000m. DH temperature 70/35 degree | renewable heat | geothermal | medium | Technology-specific data | Number of production wells | Number of production wells |  |  |  | [L, N] | 1 | lower | 2025 | 3
45.3.b Geoth DH, 2000m, E (LT) | Geothermal plant, electric heat pump, 2000m. DH temperature 70/35 degree - renewable heat - geothermal - medium | Geothermal plant, electric heat pump, 2000m. DH temperature 70/35 degree | renewable heat | geothermal | medium | Technology-specific data | Number of production wells | Number of production wells |  |  |  | [L, N] | 1 | upper | 2025 | 1
45.3.b Geoth DH, 2000m, E (LT) | Geothermal plant, electric heat pump, 2000m. DH temperature 70/35 degree - renewable heat - geothermal - medium | Geothermal plant, electric heat pump, 2000m. DH temperature 70/35 degree | renewable heat | geothermal | medium | Technology-specific data | Number of production wells | Number of production wells |  |  |  | [L, N] | 1 | ctrl | 2030 | 2
45.3.b Geoth DH, 2000m, E (LT) | Geothermal plant, electric heat pump, 2000m. DH temperature 70/35 degree - renewable heat - geothermal - medium | Geothermal plant, electric heat pump, 2000m. DH temperature 70/35 degree | renewable heat | geothermal | medium | Technology-specific data | Number of production wells | Number of production wells |  |  |  | [L, N] | 1 | ctrl | 2040 | 2
45.3.b Geoth DH, 2000m, E (LT) | Geothermal plant, electric heat pump, 2000m. DH temperature 70/35 degree - renewable heat - geothermal - medium | Geothermal plant, electric heat pump, 2000m. DH temperature 70/35 degree | renewable heat | geothermal | medium | Technology-specific data | Number of production wells | Number of production wells |  |  |  | [L, N] | 1 | ctrl | 2050 | 2
45.3.b Geoth DH, 2000m, E (LT) | Geothermal plant, electric heat pump, 2000m. DH temperature 70/35 degree - renewable heat - geothermal - medium | Geothermal plant, electric heat pump, 2000m. DH temperature 70/35 degree | renewable heat | geothermal | medium | Technology-specific data | Number of production wells | Number of production wells |  |  |  | [L, N] | 1 | lower | 2050 | 3
45.3.b Geoth DH, 2000m, E (LT) | Geothermal plant, electric heat pump, 2000m. DH temperature 70/35 degree - renewable heat - geothermal - medium | Geothermal plant, electric heat pump, 2000m. DH temperature 70/35 degree | renewable heat | geothermal | medium | Technology-specific data | Number of production wells | Number of production wells |  |  |  | [L, N] | 1 | upper | 2050 | 1
45.3.b Geoth DH, 2000m, E (LT) | Geothermal plant, electric heat pump, 2000m. DH temperature 70/35 degree - renewable heat - geothermal - medium | Geothermal plant, electric heat pump, 2000m. DH temperature 70/35 degree | renewable heat | geothermal | medium | Technology-specific data | Heat pump SCOP (net, annual average) [] | Heat pump SCOP | net, annual average | [] |  | [A, N] |  | ctrl | 2020 | 5.57
45.3.b Geoth DH, 2000m, E (LT) | Geothermal plant, electric heat pump, 2000m. DH temperature 70/35 degree - renewable heat - geothermal - medium | Geothermal plant, electric heat pump, 2000m. DH temperature 70/35 degree | renewable heat | geothermal | medium | Technology-specific data | Heat pump SCOP (net, annual average) [] | Heat pump SCOP | net, annual average | [] |  | [A, N] |  | ctrl | 2025 | 5.6792
45.3.b Geoth DH, 2000m, E (LT) | Geothermal plant, electric heat pump, 2000m. DH temperature 70/35 degree - renewable heat - geothermal - medium | Geothermal plant, electric heat pump, 2000m. DH temperature 70/35 degree | renewable heat | geothermal | medium | Technology-specific data | Heat pump SCOP (net, annual average) [] | Heat pump SCOP | net, annual average | [] |  | [A, N] |  | lower | 2025 | 5.6792
45.3.b Geoth DH, 2000m, E (LT) | Geothermal plant, electric heat pump, 2000m. DH temperature 70/35 degree - renewable heat - geothermal - medium | Geothermal plant, electric heat pump, 2000m. DH temperature 70/35 degree | renewable heat | geothermal | medium | Technology-specific data | Heat pump SCOP (net, annual average) [] | Heat pump SCOP | net, annual average | [] |  | [A, N] |  | upper | 2025 | 5.6792
45.3.b Geoth DH, 2000m, E (LT) | Geothermal plant, electric heat pump, 2000m. DH temperature 70/35 degree - renewable heat - geothermal - medium | Geothermal plant, electric heat pump, 2000m. DH temperature 70/35 degree | renewable heat | geothermal | medium | Technology-specific data | Heat pump SCOP (net, annual average) [] | Heat pump SCOP | net, annual average | [] |  | [A, N] |  | ctrl | 2030 | 5.7884
45.3.b Geoth DH, 2000m, E (LT) | Geothermal plant, electric heat pump, 2000m. DH temperature 70/35 degree - renewable heat - geothermal - medium | Geothermal plant, electric heat pump, 2000m. DH temperature 70/35 degree | renewable heat | geothermal | medium | Technology-specific data | Heat pump SCOP (net, annual average) [] | Heat pump SCOP | net, annual average | [] |  | [A, N] |  | ctrl | 2040 | 6.0069
45.3.b Geoth DH, 2000m, E (LT) | Geothermal plant, electric heat pump, 2000m. DH temperature 70/35 degree - renewable heat - geothermal - medium | Geothermal plant, electric heat pump, 2000m. DH temperature 70/35 degree | renewable heat | geothermal | medium | Technology-specific data | Heat pump SCOP (net, annual average) [] | Heat pump SCOP | net, annual average | [] |  | [A, N] |  | ctrl | 2050 | 6.1161
45.3.b Geoth DH, 2000m, E (LT) | Geothermal plant, electric heat pump, 2000m. DH temperature 70/35 degree - renewable heat - geothermal - medium | Geothermal plant, electric heat pump, 2000m. DH temperature 70/35 degree | renewable heat | geothermal | medium | Technology-specific data | Heat pump SCOP (net, annual average) [] | Heat pump SCOP | net, annual average | [] |  | [A, N] |  | lower | 2050 | 6.1161
45.3.b Geoth DH, 2000m, E (LT) | Geothermal plant, electric heat pump, 2000m. DH temperature 70/35 degree - renewable heat - geothermal - medium | Geothermal plant, electric heat pump, 2000m. DH temperature 70/35 degree | renewable heat | geothermal | medium | Technology-specific data | Heat pump SCOP (net, annual average) [] | Heat pump SCOP | net, annual average | [] |  | [A, N] |  | upper | 2050 | 6.1161
46 Solar District Heating | Solar DH - renewable heat - solar - medium | Solar DH | renewable heat | solar | medium | Energy/technical data | Auxiliary Electricity consumption (share of heat gen.) [] | Auxiliary Electricity consumption | share of heat gen. | [] |  |  |  | ctrl | 2015 | 0.003
46 Solar District Heating | Solar DH - renewable heat - solar - medium | Solar DH | renewable heat | solar | medium | Energy/technical data | Auxiliary Electricity consumption (share of heat gen.) [] | Auxiliary Electricity consumption | share of heat gen. | [] |  |  |  | ctrl | 2020 | 0.003
46 Solar District Heating | Solar DH - renewable heat - solar - medium | Solar DH | renewable heat | solar | medium | Energy/technical data | Auxiliary Electricity consumption (share of heat gen.) [] | Auxiliary Electricity consumption | share of heat gen. | [] |  |  |  | lower | 2020 | 0.002
46 Solar District Heating | Solar DH - renewable heat - solar - medium | Solar DH | renewable heat | solar | medium | Energy/technical data | Auxiliary Electricity consumption (share of heat gen.) [] | Auxiliary Electricity consumption | share of heat gen. | [] |  |  |  | upper | 2020 | 0.004
46 Solar District Heating | Solar DH - renewable heat - solar - medium | Solar DH | renewable heat | solar | medium | Energy/technical data | Auxiliary Electricity consumption (share of heat gen.) [] | Auxiliary Electricity consumption | share of heat gen. | [] |  |  |  | ctrl | 2030 | 0.003
46 Solar District Heating | Solar DH - renewable heat - solar - medium | Solar DH | renewable heat | solar | medium | Energy/technical data | Auxiliary Electricity consumption (share of heat gen.) [] | Auxiliary Electricity consumption | share of heat gen. | [] |  |  |  | ctrl | 2050 | 0.003
46 Solar District Heating | Solar DH - renewable heat - solar - medium | Solar DH | renewable heat | solar | medium | Energy/technical data | Auxiliary Electricity consumption (share of heat gen.) [] | Auxiliary Electricity consumption | share of heat gen. | [] |  |  |  | lower | 2050 | 0.002
46 Solar District Heating | Solar DH - renewable heat - solar - medium | Solar DH | renewable heat | solar | medium | Energy/technical data | Auxiliary Electricity consumption (share of heat gen.) [] | Auxiliary Electricity consumption | share of heat gen. | [] |  |  |  | upper | 2050 | 0.004
46 Solar District Heating | Solar DH - renewable heat - solar - medium | Solar DH | renewable heat | solar | medium | Energy/technical data | Construction time [years] | Construction time |  | years |  |  |  | ctrl | 2015 | 0.25
46 Solar District Heating | Solar DH - renewable heat - solar - medium | Solar DH | renewable heat | solar | medium | Energy/technical data | Construction time [years] | Construction time |  | years |  |  |  | ctrl | 2020 | 0.25
46 Solar District Heating | Solar DH - renewable heat - solar - medium | Solar DH | renewable heat | solar | medium | Energy/technical data | Construction time [years] | Construction time |  | years |  |  |  | lower | 2020 | 0.25
46 Solar District Heating | Solar DH - renewable heat - solar - medium | Solar DH | renewable heat | solar | medium | Energy/technical data | Construction time [years] | Construction time |  | years |  |  |  | upper | 2020 | 0.25
46 Solar District Heating | Solar DH - renewable heat - solar - medium | Solar DH | renewable heat | solar | medium | Energy/technical data | Construction time [years] | Construction time |  | years |  |  |  | ctrl | 2030 | 0.25
46 Solar District Heating | Solar DH - renewable heat - solar - medium | Solar DH | renewable heat | solar | medium | Energy/technical data | Construction time [years] | Construction time |  | years |  |  |  | ctrl | 2050 | 0.25
46 Solar District Heating | Solar DH - renewable heat - solar - medium | Solar DH | renewable heat | solar | medium | Energy/technical data | Construction time [years] | Construction time |  | years |  |  |  | lower | 2050 | 0.25
46 Solar District Heating | Solar DH - renewable heat - solar - medium | Solar DH | renewable heat | solar | medium | Energy/technical data | Construction time [years] | Construction time |  | years |  |  |  | upper | 2050 | 0.25
46 Solar District Heating | Solar DH - renewable heat - solar - medium | Solar DH | renewable heat | solar | medium | Energy/technical data | Forced outage [] | Forced outage |  | [] |  | K |  | ctrl | 2015 | 0.005
46 Solar District Heating | Solar DH - renewable heat - solar - medium | Solar DH | renewable heat | solar | medium | Energy/technical data | Forced outage [] | Forced outage |  | [] |  | K |  | ctrl | 2020 | 0.005
46 Solar District Heating | Solar DH - renewable heat - solar - medium | Solar DH | renewable heat | solar | medium | Energy/technical data | Forced outage [] | Forced outage |  | [] |  | K |  | lower | 2020 | 0
46 Solar District Heating | Solar DH - renewable heat - solar - medium | Solar DH | renewable heat | solar | medium | Energy/technical data | Forced outage [] | Forced outage |  | [] |  | K |  | upper | 2020 | 0.01
46 Solar District Heating | Solar DH - renewable heat - solar - medium | Solar DH | renewable heat | solar | medium | Energy/technical data | Forced outage [] | Forced outage |  | [] |  | K |  | ctrl | 2030 | 0.005
46 Solar District Heating | Solar DH - renewable heat - solar - medium | Solar DH | renewable heat | solar | medium | Energy/technical data | Forced outage [] | Forced outage |  | [] |  | K |  | ctrl | 2050 | 0.005
46 Solar District Heating | Solar DH - renewable heat - solar - medium | Solar DH | renewable heat | solar | medium | Energy/technical data | Forced outage [] | Forced outage |  | [] |  | K |  | lower | 2050 | 0
46 Solar District Heating | Solar DH - renewable heat - solar - medium | Solar DH | renewable heat | solar | medium | Energy/technical data | Forced outage [] | Forced outage |  | [] |  | K |  | upper | 2050 | 0.01
46 Solar District Heating | Solar DH - renewable heat - solar - medium | Solar DH | renewable heat | solar | medium | Energy/technical data | Space requirement [1000 m2/MWh_h/y] | Space requirement |  | 1000 m2/MWh_h/y |  | J |  | ctrl | 2015 | 6.7
46 Solar District Heating | Solar DH - renewable heat - solar - medium | Solar DH | renewable heat | solar | medium | Energy/technical data | Space requirement [1000 m2/MWh_h/y] | Space requirement |  | 1000 m2/MWh_h/y |  | J |  | ctrl | 2020 | 6.3
46 Solar District Heating | Solar DH - renewable heat - solar - medium | Solar DH | renewable heat | solar | medium | Energy/technical data | Space requirement [1000 m2/MWh_h/y] | Space requirement |  | 1000 m2/MWh_h/y |  | J |  | lower | 2020 | 6
46 Solar District Heating | Solar DH - renewable heat - solar - medium | Solar DH | renewable heat | solar | medium | Energy/technical data | Space requirement [1000 m2/MWh_h/y] | Space requirement |  | 1000 m2/MWh_h/y |  | J |  | upper | 2020 | 6.7
46 Solar District Heating | Solar DH - renewable heat - solar - medium | Solar DH | renewable heat | solar | medium | Energy/technical data | Space requirement [1000 m2/MWh_h/y] | Space requirement |  | 1000 m2/MWh_h/y |  | J |  | ctrl | 2030 | 6
46 Solar District Heating | Solar DH - renewable heat - solar - medium | Solar DH | renewable heat | solar | medium | Energy/technical data | Space requirement [1000 m2/MWh_h/y] | Space requirement |  | 1000 m2/MWh_h/y |  | J |  | ctrl | 2050 | 5.7
46 Solar District Heating | Solar DH - renewable heat - solar - medium | Solar DH | renewable heat | solar | medium | Energy/technical data | Space requirement [1000 m2/MWh_h/y] | Space requirement |  | 1000 m2/MWh_h/y |  | J |  | lower | 2050 | 5.5
46 Solar District Heating | Solar DH - renewable heat - solar - medium | Solar DH | renewable heat | solar | medium | Energy/technical data | Space requirement [1000 m2/MWh_h/y] | Space requirement |  | 1000 m2/MWh_h/y |  | J |  | upper | 2050 | 6
46 Solar District Heating | Solar DH - renewable heat - solar - medium | Solar DH | renewable heat | solar | medium | Energy/technical data | Technical lifetime [years] | Technical lifetime |  | years |  | I | 17 | ctrl | 2015 | 30
46 Solar District Heating | Solar DH - renewable heat - solar - medium | Solar DH | renewable heat | solar | medium | Energy/technical data | Technical lifetime [years] | Technical lifetime |  | years |  | I | 17 | ctrl | 2020 | 30
46 Solar District Heating | Solar DH - renewable heat - solar - medium | Solar DH | renewable heat | solar | medium | Energy/technical data | Technical lifetime [years] | Technical lifetime |  | years |  | I | 17 | lower | 2020 | 30
46 Solar District Heating | Solar DH - renewable heat - solar - medium | Solar DH | renewable heat | solar | medium | Energy/technical data | Technical lifetime [years] | Technical lifetime |  | years |  | I | 17 | upper | 2020 | 30
46 Solar District Heating | Solar DH - renewable heat - solar - medium | Solar DH | renewable heat | solar | medium | Energy/technical data | Technical lifetime [years] | Technical lifetime |  | years |  | I | 17 | ctrl | 2030 | 30
46 Solar District Heating | Solar DH - renewable heat - solar - medium | Solar DH | renewable heat | solar | medium | Energy/technical data | Technical lifetime [years] | Technical lifetime |  | years |  | I | 17 | ctrl | 2050 | 30
46 Solar District Heating | Solar DH - renewable heat - solar - medium | Solar DH | renewable heat | solar | medium | Energy/technical data | Technical lifetime [years] | Technical lifetime |  | years |  | I | 17 | lower | 2050 | 30
46 Solar District Heating | Solar DH - renewable heat - solar - medium | Solar DH | renewable heat | solar | medium | Energy/technical data | Technical lifetime [years] | Technical lifetime |  | years |  | I | 17 | upper | 2050 | 30
46 Solar District Heating | Solar DH - renewable heat - solar - medium | Solar DH | renewable heat | solar | medium | Energy/technical data | Heat efficiency (net, annual average) [] | Heat efficiency | net, annual average | [] |  | P |  | ctrl | 2015 | 0.43
46 Solar District Heating | Solar DH - renewable heat - solar - medium | Solar DH | renewable heat | solar | medium | Energy/technical data | Heat efficiency (net, annual average) [] | Heat efficiency | net, annual average | [] |  | P |  | ctrl | 2020 | 0.45
46 Solar District Heating | Solar DH - renewable heat - solar - medium | Solar DH | renewable heat | solar | medium | Energy/technical data | Heat efficiency (net, annual average) [] | Heat efficiency | net, annual average | [] |  | P |  | lower | 2020 | 0.42
46 Solar District Heating | Solar DH - renewable heat - solar - medium | Solar DH | renewable heat | solar | medium | Energy/technical data | Heat efficiency (net, annual average) [] | Heat efficiency | net, annual average | [] |  | P |  | upper | 2020 | 0.49
46 Solar District Heating | Solar DH - renewable heat - solar - medium | Solar DH | renewable heat | solar | medium | Energy/technical data | Heat efficiency (net, annual average) [] | Heat efficiency | net, annual average | [] |  | P |  | ctrl | 2030 | 0.48
46 Solar District Heating | Solar DH - renewable heat - solar - medium | Solar DH | renewable heat | solar | medium | Energy/technical data | Heat efficiency (net, annual average) [] | Heat efficiency | net, annual average | [] |  | P |  | ctrl | 2050 | 0.49946
46 Solar District Heating | Solar DH - renewable heat - solar - medium | Solar DH | renewable heat | solar | medium | Energy/technical data | Heat efficiency (net, annual average) [] | Heat efficiency | net, annual average | [] |  | P |  | lower | 2050 | 0.46
46 Solar District Heating | Solar DH - renewable heat - solar - medium | Solar DH | renewable heat | solar | medium | Energy/technical data | Heat efficiency (net, annual average) [] | Heat efficiency | net, annual average | [] |  | P |  | upper | 2050 | 0.54
46 Solar District Heating | Solar DH - renewable heat - solar - medium | Solar DH | renewable heat | solar | medium | Technology-specific data | Typical plant size (collector area) [m2] | Typical plant size | collector area | m2 |  | L |  | ctrl | 2015 | 10000
46 Solar District Heating | Solar DH - renewable heat - solar - medium | Solar DH | renewable heat | solar | medium | Technology-specific data | Typical plant size (collector area) [m2] | Typical plant size | collector area | m2 |  | L |  | ctrl | 2020 | 13000
46 Solar District Heating | Solar DH - renewable heat - solar - medium | Solar DH | renewable heat | solar | medium | Technology-specific data | Typical plant size (collector area) [m2] | Typical plant size | collector area | m2 |  | L |  | lower | 2020 | 10000
46 Solar District Heating | Solar DH - renewable heat - solar - medium | Solar DH | renewable heat | solar | medium | Technology-specific data | Typical plant size (collector area) [m2] | Typical plant size | collector area | m2 |  | L |  | upper | 2020 | 20000
46 Solar District Heating | Solar DH - renewable heat - solar - medium | Solar DH | renewable heat | solar | medium | Technology-specific data | Typical plant size (collector area) [m2] | Typical plant size | collector area | m2 |  | L |  | ctrl | 2030 | 21000
46 Solar District Heating | Solar DH - renewable heat - solar - medium | Solar DH | renewable heat | solar | medium | Technology-specific data | Typical plant size (collector area) [m2] | Typical plant size | collector area | m2 |  | L |  | ctrl | 2050 | 55000
46 Solar District Heating | Solar DH - renewable heat - solar - medium | Solar DH | renewable heat | solar | medium | Technology-specific data | Typical plant size (collector area) [m2] | Typical plant size | collector area | m2 |  | L |  | lower | 2050 | 10000
46 Solar District Heating | Solar DH - renewable heat - solar - medium | Solar DH | renewable heat | solar | medium | Technology-specific data | Typical plant size (collector area) [m2] | Typical plant size | collector area | m2 |  | L |  | upper | 2050 | 100000
46 Solar District Heating | Solar DH - renewable heat - solar - medium | Solar DH | renewable heat | solar | medium | Environment | CH4 [g/GJ_i] | CH4 |  | g/GJ_i |  |  |  | ctrl | 2015 | 0
46 Solar District Heating | Solar DH - renewable heat - solar - medium | Solar DH | renewable heat | solar | medium | Environment | CH4 [g/GJ_i] | CH4 |  | g/GJ_i |  |  |  | ctrl | 2020 | 0
46 Solar District Heating | Solar DH - renewable heat - solar - medium | Solar DH | renewable heat | solar | medium | Environment | CH4 [g/GJ_i] | CH4 |  | g/GJ_i |  |  |  | lower | 2020 | 0
46 Solar District Heating | Solar DH - renewable heat - solar - medium | Solar DH | renewable heat | solar | medium | Environment | CH4 [g/GJ_i] | CH4 |  | g/GJ_i |  |  |  | upper | 2020 | 0
46 Solar District Heating | Solar DH - renewable heat - solar - medium | Solar DH | renewable heat | solar | medium | Environment | CH4 [g/GJ_i] | CH4 |  | g/GJ_i |  |  |  | ctrl | 2030 | 0
46 Solar District Heating | Solar DH - renewable heat - solar - medium | Solar DH | renewable heat | solar | medium | Environment | CH4 [g/GJ_i] | CH4 |  | g/GJ_i |  |  |  | ctrl | 2050 | 0
46 Solar District Heating | Solar DH - renewable heat - solar - medium | Solar DH | renewable heat | solar | medium | Environment | CH4 [g/GJ_i] | CH4 |  | g/GJ_i |  |  |  | lower | 2050 | 0
46 Solar District Heating | Solar DH - renewable heat - solar - medium | Solar DH | renewable heat | solar | medium | Environment | CH4 [g/GJ_i] | CH4 |  | g/GJ_i |  |  |  | upper | 2050 | 0
46 Solar District Heating | Solar DH - renewable heat - solar - medium | Solar DH | renewable heat | solar | medium | Environment | N2O [g/GJ_i] | N2O |  | g/GJ_i |  |  |  | ctrl | 2015 | 0
46 Solar District Heating | Solar DH - renewable heat - solar - medium | Solar DH | renewable heat | solar | medium | Environment | N2O [g/GJ_i] | N2O |  | g/GJ_i |  |  |  | ctrl | 2020 | 0
46 Solar District Heating | Solar DH - renewable heat - solar - medium | Solar DH | renewable heat | solar | medium | Environment | N2O [g/GJ_i] | N2O |  | g/GJ_i |  |  |  | lower | 2020 | 0
46 Solar District Heating | Solar DH - renewable heat - solar - medium | Solar DH | renewable heat | solar | medium | Environment | N2O [g/GJ_i] | N2O |  | g/GJ_i |  |  |  | upper | 2020 | 0
46 Solar District Heating | Solar DH - renewable heat - solar - medium | Solar DH | renewable heat | solar | medium | Environment | N2O [g/GJ_i] | N2O |  | g/GJ_i |  |  |  | ctrl | 2030 | 0
46 Solar District Heating | Solar DH - renewable heat - solar - medium | Solar DH | renewable heat | solar | medium | Environment | N2O [g/GJ_i] | N2O |  | g/GJ_i |  |  |  | ctrl | 2050 | 0
46 Solar District Heating | Solar DH - renewable heat - solar - medium | Solar DH | renewable heat | solar | medium | Environment | N2O [g/GJ_i] | N2O |  | g/GJ_i |  |  |  | lower | 2050 | 0
46 Solar District Heating | Solar DH - renewable heat - solar - medium | Solar DH | renewable heat | solar | medium | Environment | N2O [g/GJ_i] | N2O |  | g/GJ_i |  |  |  | upper | 2050 | 0
46 Solar District Heating | Solar DH - renewable heat - solar - medium | Solar DH | renewable heat | solar | medium | Environment | NOX [g/GJ_i] | NOX |  | g/GJ_i |  |  |  | ctrl | 2015 | 0
46 Solar District Heating | Solar DH - renewable heat - solar - medium | Solar DH | renewable heat | solar | medium | Environment | NOX [g/GJ_i] | NOX |  | g/GJ_i |  |  |  | ctrl | 2020 | 0
46 Solar District Heating | Solar DH - renewable heat - solar - medium | Solar DH | renewable heat | solar | medium | Environment | NOX [g/GJ_i] | NOX |  | g/GJ_i |  |  |  | lower | 2020 | 0
46 Solar District Heating | Solar DH - renewable heat - solar - medium | Solar DH | renewable heat | solar | medium | Environment | NOX [g/GJ_i] | NOX |  | g/GJ_i |  |  |  | upper | 2020 | 0
46 Solar District Heating | Solar DH - renewable heat - solar - medium | Solar DH | renewable heat | solar | medium | Environment | NOX [g/GJ_i] | NOX |  | g/GJ_i |  |  |  | ctrl | 2030 | 0
46 Solar District Heating | Solar DH - renewable heat - solar - medium | Solar DH | renewable heat | solar | medium | Environment | NOX [g/GJ_i] | NOX |  | g/GJ_i |  |  |  | ctrl | 2050 | 0
46 Solar District Heating | Solar DH - renewable heat - solar - medium | Solar DH | renewable heat | solar | medium | Environment | NOX [g/GJ_i] | NOX |  | g/GJ_i |  |  |  | lower | 2050 | 0
46 Solar District Heating | Solar DH - renewable heat - solar - medium | Solar DH | renewable heat | solar | medium | Environment | NOX [g/GJ_i] | NOX |  | g/GJ_i |  |  |  | upper | 2050 | 0
46 Solar District Heating | Solar DH - renewable heat - solar - medium | Solar DH | renewable heat | solar | medium | Environment | SO2 [g/GJ_i] | SO2 |  | g/GJ_i |  |  |  | ctrl | 2015 | 0
46 Solar District Heating | Solar DH - renewable heat - solar - medium | Solar DH | renewable heat | solar | medium | Environment | SO2 [g/GJ_i] | SO2 |  | g/GJ_i |  |  |  | ctrl | 2020 | 0
46 Solar District Heating | Solar DH - renewable heat - solar - medium | Solar DH | renewable heat | solar | medium | Environment | SO2 [g/GJ_i] | SO2 |  | g/GJ_i |  |  |  | lower | 2020 | 0
46 Solar District Heating | Solar DH - renewable heat - solar - medium | Solar DH | renewable heat | solar | medium | Environment | SO2 [g/GJ_i] | SO2 |  | g/GJ_i |  |  |  | upper | 2020 | 0
46 Solar District Heating | Solar DH - renewable heat - solar - medium | Solar DH | renewable heat | solar | medium | Environment | SO2 [g/GJ_i] | SO2 |  | g/GJ_i |  |  |  | ctrl | 2030 | 0
46 Solar District Heating | Solar DH - renewable heat - solar - medium | Solar DH | renewable heat | solar | medium | Environment | SO2 [g/GJ_i] | SO2 |  | g/GJ_i |  |  |  | ctrl | 2050 | 0
46 Solar District Heating | Solar DH - renewable heat - solar - medium | Solar DH | renewable heat | solar | medium | Environment | SO2 [g/GJ_i] | SO2 |  | g/GJ_i |  |  |  | lower | 2050 | 0
46 Solar District Heating | Solar DH - renewable heat - solar - medium | Solar DH | renewable heat | solar | medium | Environment | SO2 [g/GJ_i] | SO2 |  | g/GJ_i |  |  |  | upper | 2050 | 0
46 Solar District Heating | Solar DH - renewable heat - solar - medium | Solar DH | renewable heat | solar | medium | Financial data | Nominal investment (equipment) [2015-MEUR/MW_h] | Nominal investment | equipment | MEUR/MW_h | 2015 | O |  | ctrl | 2015 | 0.23464
46 Solar District Heating | Solar DH - renewable heat - solar - medium | Solar DH | renewable heat | solar | medium | Financial data | Nominal investment (equipment) [2015-MEUR/MW_h] | Nominal investment | equipment | MEUR/MW_h | 2015 | O |  | ctrl | 2020 | 0.22702
46 Solar District Heating | Solar DH - renewable heat - solar - medium | Solar DH | renewable heat | solar | medium | Financial data | Nominal investment (equipment) [2015-MEUR/MW_h] | Nominal investment | equipment | MEUR/MW_h | 2015 | O |  | lower | 2020 | 0.22316
46 Solar District Heating | Solar DH - renewable heat - solar - medium | Solar DH | renewable heat | solar | medium | Financial data | Nominal investment (equipment) [2015-MEUR/MW_h] | Nominal investment | equipment | MEUR/MW_h | 2015 | O |  | upper | 2020 | 0.23079
46 Solar District Heating | Solar DH - renewable heat - solar - medium | Solar DH | renewable heat | solar | medium | Financial data | Nominal investment (equipment) [2015-MEUR/MW_h] | Nominal investment | equipment | MEUR/MW_h | 2015 | O |  | ctrl | 2030 | 0.21872
46 Solar District Heating | Solar DH - renewable heat - solar - medium | Solar DH | renewable heat | solar | medium | Financial data | Nominal investment (equipment) [2015-MEUR/MW_h] | Nominal investment | equipment | MEUR/MW_h | 2015 | O |  | ctrl | 2050 | 0.20674
46 Solar District Heating | Solar DH - renewable heat - solar - medium | Solar DH | renewable heat | solar | medium | Financial data | Nominal investment (equipment) [2015-MEUR/MW_h] | Nominal investment | equipment | MEUR/MW_h | 2015 | O |  | lower | 2050 | 0.19407
46 Solar District Heating | Solar DH - renewable heat - solar - medium | Solar DH | renewable heat | solar | medium | Financial data | Nominal investment (equipment) [2015-MEUR/MW_h] | Nominal investment | equipment | MEUR/MW_h | 2015 | O |  | upper | 2050 | 0.21872
46 Solar District Heating | Solar DH - renewable heat - solar - medium | Solar DH | renewable heat | solar | medium | Financial data | Nominal investment (installation) [2015-MEUR/MW_h] | Nominal investment | installation | MEUR/MW_h | 2015 | O |  | ctrl | 2015 | 0.041143
46 Solar District Heating | Solar DH - renewable heat - solar - medium | Solar DH | renewable heat | solar | medium | Financial data | Nominal investment (installation) [2015-MEUR/MW_h] | Nominal investment | installation | MEUR/MW_h | 2015 | O |  | ctrl | 2020 | 0.039863
46 Solar District Heating | Solar DH - renewable heat - solar - medium | Solar DH | renewable heat | solar | medium | Financial data | Nominal investment (installation) [2015-MEUR/MW_h] | Nominal investment | installation | MEUR/MW_h | 2015 | O |  | lower | 2020 | 0.039673
46 Solar District Heating | Solar DH - renewable heat - solar - medium | Solar DH | renewable heat | solar | medium | Financial data | Nominal investment (installation) [2015-MEUR/MW_h] | Nominal investment | installation | MEUR/MW_h | 2015 | O |  | upper | 2020 | 0.0405
46 Solar District Heating | Solar DH - renewable heat - solar - medium | Solar DH | renewable heat | solar | medium | Financial data | Nominal investment (installation) [2015-MEUR/MW_h] | Nominal investment | installation | MEUR/MW_h | 2015 | O |  | ctrl | 2030 | 0.038346
46 Solar District Heating | Solar DH - renewable heat - solar - medium | Solar DH | renewable heat | solar | medium | Financial data | Nominal investment (installation) [2015-MEUR/MW_h] | Nominal investment | installation | MEUR/MW_h | 2015 | O |  | ctrl | 2050 | 0.036571
46 Solar District Heating | Solar DH - renewable heat - solar - medium | Solar DH | renewable heat | solar | medium | Financial data | Nominal investment (installation) [2015-MEUR/MW_h] | Nominal investment | installation | MEUR/MW_h | 2015 | O |  | lower | 2050 | 0.034433
46 Solar District Heating | Solar DH - renewable heat - solar - medium | Solar DH | renewable heat | solar | medium | Financial data | Nominal investment (installation) [2015-MEUR/MW_h] | Nominal investment | installation | MEUR/MW_h | 2015 | O |  | upper | 2050 | 0.038346
46 Solar District Heating | Solar DH - renewable heat - solar - medium | Solar DH | renewable heat | solar | medium | Financial data | Variable O&M (electricity cost) [2015-EUR/MWh_h] | Variable O&M | electricity cost | EUR/MWh_h | 2015 | R |  | ctrl | 2015 | 0.19
46 Solar District Heating | Solar DH - renewable heat - solar - medium | Solar DH | renewable heat | solar | medium | Financial data | Variable O&M (electricity cost) [2015-EUR/MWh_h] | Variable O&M | electricity cost | EUR/MWh_h | 2015 | R |  | ctrl | 2020 | 0.21
46 Solar District Heating | Solar DH - renewable heat - solar - medium | Solar DH | renewable heat | solar | medium | Financial data | Variable O&M (electricity cost) [2015-EUR/MWh_h] | Variable O&M | electricity cost | EUR/MWh_h | 2015 | R |  | lower | 2020 | 0.14
46 Solar District Heating | Solar DH - renewable heat - solar - medium | Solar DH | renewable heat | solar | medium | Financial data | Variable O&M (electricity cost) [2015-EUR/MWh_h] | Variable O&M | electricity cost | EUR/MWh_h | 2015 | R |  | upper | 2020 | 0.28
46 Solar District Heating | Solar DH - renewable heat - solar - medium | Solar DH | renewable heat | solar | medium | Financial data | Variable O&M (electricity cost) [2015-EUR/MWh_h] | Variable O&M | electricity cost | EUR/MWh_h | 2015 | R |  | ctrl | 2030 | 0.3
46 Solar District Heating | Solar DH - renewable heat - solar - medium | Solar DH | renewable heat | solar | medium | Financial data | Variable O&M (electricity cost) [2015-EUR/MWh_h] | Variable O&M | electricity cost | EUR/MWh_h | 2015 | R |  | ctrl | 2050 | 0.35
46 Solar District Heating | Solar DH - renewable heat - solar - medium | Solar DH | renewable heat | solar | medium | Financial data | Variable O&M (electricity cost) [2015-EUR/MWh_h] | Variable O&M | electricity cost | EUR/MWh_h | 2015 | R |  | lower | 2050 | 0.23
46 Solar District Heating | Solar DH - renewable heat - solar - medium | Solar DH | renewable heat | solar | medium | Financial data | Variable O&M (electricity cost) [2015-EUR/MWh_h] | Variable O&M | electricity cost | EUR/MWh_h | 2015 | R |  | upper | 2050 | 0.47
46 Solar District Heating | Solar DH - renewable heat - solar - medium | Solar DH | renewable heat | solar | medium | Financial data | Variable O&M (other O&M) [2015-EUR/MWh_h] | Variable O&M | other O&M | EUR/MWh_h | 2015 |  |  | ctrl | 2015 | 0
46 Solar District Heating | Solar DH - renewable heat - solar - medium | Solar DH | renewable heat | solar | medium | Financial data | Variable O&M (other O&M) [2015-EUR/MWh_h] | Variable O&M | other O&M | EUR/MWh_h | 2015 |  |  | ctrl | 2020 | 0
46 Solar District Heating | Solar DH - renewable heat - solar - medium | Solar DH | renewable heat | solar | medium | Financial data | Variable O&M (other O&M) [2015-EUR/MWh_h] | Variable O&M | other O&M | EUR/MWh_h | 2015 |  |  | lower | 2020 | 0
46 Solar District Heating | Solar DH - renewable heat - solar - medium | Solar DH | renewable heat | solar | medium | Financial data | Variable O&M (other O&M) [2015-EUR/MWh_h] | Variable O&M | other O&M | EUR/MWh_h | 2015 |  |  | upper | 2020 | 0
46 Solar District Heating | Solar DH - renewable heat - solar - medium | Solar DH | renewable heat | solar | medium | Financial data | Variable O&M (other O&M) [2015-EUR/MWh_h] | Variable O&M | other O&M | EUR/MWh_h | 2015 |  |  | ctrl | 2030 | 0
46 Solar District Heating | Solar DH - renewable heat - solar - medium | Solar DH | renewable heat | solar | medium | Financial data | Variable O&M (other O&M) [2015-EUR/MWh_h] | Variable O&M | other O&M | EUR/MWh_h | 2015 |  |  | ctrl | 2050 | 0
46 Solar District Heating | Solar DH - renewable heat - solar - medium | Solar DH | renewable heat | solar | medium | Financial data | Variable O&M (other O&M) [2015-EUR/MWh_h] | Variable O&M | other O&M | EUR/MWh_h | 2015 |  |  | lower | 2050 | 0
46 Solar District Heating | Solar DH - renewable heat - solar - medium | Solar DH | renewable heat | solar | medium | Financial data | Variable O&M (other O&M) [2015-EUR/MWh_h] | Variable O&M | other O&M | EUR/MWh_h | 2015 |  |  | upper | 2050 | 0
46 Solar District Heating | Solar DH - renewable heat - solar - medium | Solar DH | renewable heat | solar | medium | Financial data | Fixed O&M (*total) [2015-EUR/MW_h/y] | Fixed O&M | *total | EUR/MW_h/y | 2015 | B |  | ctrl | 2015 | 57.8571
46 Solar District Heating | Solar DH - renewable heat - solar - medium | Solar DH | renewable heat | solar | medium | Financial data | Fixed O&M (*total) [2015-EUR/MW_h/y] | Fixed O&M | *total | EUR/MW_h/y | 2015 | B |  | ctrl | 2020 | 60.8085
46 Solar District Heating | Solar DH - renewable heat - solar - medium | Solar DH | renewable heat | solar | medium | Financial data | Fixed O&M (*total) [2015-EUR/MW_h/y] | Fixed O&M | *total | EUR/MW_h/y | 2015 | B |  | lower | 2020 | 56.6754
46 Solar District Heating | Solar DH - renewable heat - solar - medium | Solar DH | renewable heat | solar | medium | Financial data | Fixed O&M (*total) [2015-EUR/MW_h/y] | Fixed O&M | *total | EUR/MW_h/y | 2015 | B |  | upper | 2020 | 64.2857
46 Solar District Heating | Solar DH - renewable heat - solar - medium | Solar DH | renewable heat | solar | medium | Financial data | Fixed O&M (*total) [2015-EUR/MW_h/y] | Fixed O&M | *total | EUR/MW_h/y | 2015 | B |  | ctrl | 2030 | 56.8091
46 Solar District Heating | Solar DH - renewable heat - solar - medium | Solar DH | renewable heat | solar | medium | Financial data | Fixed O&M (*total) [2015-EUR/MW_h/y] | Fixed O&M | *total | EUR/MW_h/y | 2015 | B |  | ctrl | 2050 | 59.707
46 Solar District Heating | Solar DH - renewable heat - solar - medium | Solar DH | renewable heat | solar | medium | Financial data | Fixed O&M (*total) [2015-EUR/MW_h/y] | Fixed O&M | *total | EUR/MW_h/y | 2015 | B |  | lower | 2050 | 54.7792
46 Solar District Heating | Solar DH - renewable heat - solar - medium | Solar DH | renewable heat | solar | medium | Financial data | Fixed O&M (*total) [2015-EUR/MW_h/y] | Fixed O&M | *total | EUR/MW_h/y | 2015 | B |  | upper | 2050 | 56.8091
46 Solar District Heating | Solar DH - renewable heat - solar - medium | Solar DH | renewable heat | solar | medium | Financial data | Nominal investment (*total) [2015-MEUR/MW_h] | Nominal investment | *total | MEUR/MW_h | 2015 | [C, E, H, N, S] | [16, 18] | ctrl | 2015 | 0.31429
46 Solar District Heating | Solar DH - renewable heat - solar - medium | Solar DH | renewable heat | solar | medium | Financial data | Nominal investment (*total) [2015-MEUR/MW_h] | Nominal investment | *total | MEUR/MW_h | 2015 | [C, E, H, N, S] | [16, 18] | ctrl | 2020 | 0.30565
46 Solar District Heating | Solar DH - renewable heat - solar - medium | Solar DH | renewable heat | solar | medium | Financial data | Nominal investment (*total) [2015-MEUR/MW_h] | Nominal investment | *total | MEUR/MW_h | 2015 | [C, E, H, N, S] | [16, 18] | lower | 2020 | 0.2919
46 Solar District Heating | Solar DH - renewable heat - solar - medium | Solar DH | renewable heat | solar | medium | Financial data | Nominal investment (*total) [2015-MEUR/MW_h] | Nominal investment | *total | MEUR/MW_h | 2015 | [C, E, H, N, S] | [16, 18] | upper | 2020 | 0.31964
46 Solar District Heating | Solar DH - renewable heat - solar - medium | Solar DH | renewable heat | solar | medium | Financial data | Nominal investment (*total) [2015-MEUR/MW_h] | Nominal investment | *total | MEUR/MW_h | 2015 | [C, E, H, N, S] | [16, 18] | ctrl | 2030 | 0.29549
46 Solar District Heating | Solar DH - renewable heat - solar - medium | Solar DH | renewable heat | solar | medium | Financial data | Nominal investment (*total) [2015-MEUR/MW_h] | Nominal investment | *total | MEUR/MW_h | 2015 | [C, E, H, N, S] | [16, 18] | ctrl | 2050 | 0.28167
46 Solar District Heating | Solar DH - renewable heat - solar - medium | Solar DH | renewable heat | solar | medium | Financial data | Nominal investment (*total) [2015-MEUR/MW_h] | Nominal investment | *total | MEUR/MW_h | 2015 | [C, E, H, N, S] | [16, 18] | lower | 2050 | 0.25753
46 Solar District Heating | Solar DH - renewable heat - solar - medium | Solar DH | renewable heat | solar | medium | Financial data | Nominal investment (*total) [2015-MEUR/MW_h] | Nominal investment | *total | MEUR/MW_h | 2015 | [C, E, H, N, S] | [16, 18] | upper | 2050 | 0.30543
46 Solar District Heating | Solar DH - renewable heat - solar - medium | Solar DH | renewable heat | solar | medium | Financial data | Nominal investment (diurnal heat storage) [2015-MEUR/MW_h] | Nominal investment | diurnal heat storage | MEUR/MW_h | 2015 | [D, M] |  | ctrl | 2015 | 0.038571
46 Solar District Heating | Solar DH - renewable heat - solar - medium | Solar DH | renewable heat | solar | medium | Financial data | Nominal investment (diurnal heat storage) [2015-MEUR/MW_h] | Nominal investment | diurnal heat storage | MEUR/MW_h | 2015 | [D, M] |  | ctrl | 2020 | 0.038512
46 Solar District Heating | Solar DH - renewable heat - solar - medium | Solar DH | renewable heat | solar | medium | Financial data | Nominal investment (diurnal heat storage) [2015-MEUR/MW_h] | Nominal investment | diurnal heat storage | MEUR/MW_h | 2015 | [D, M] |  | lower | 2020 | 0.029046
46 Solar District Heating | Solar DH - renewable heat - solar - medium | Solar DH | renewable heat | solar | medium | Financial data | Nominal investment (diurnal heat storage) [2015-MEUR/MW_h] | Nominal investment | diurnal heat storage | MEUR/MW_h | 2015 | [D, M] |  | upper | 2020 | 0.048214
46 Solar District Heating | Solar DH - renewable heat - solar - medium | Solar DH | renewable heat | solar | medium | Financial data | Nominal investment (diurnal heat storage) [2015-MEUR/MW_h] | Nominal investment | diurnal heat storage | MEUR/MW_h | 2015 | [D, M] |  | ctrl | 2030 | 0.038346
46 Solar District Heating | Solar DH - renewable heat - solar - medium | Solar DH | renewable heat | solar | medium | Financial data | Nominal investment (diurnal heat storage) [2015-MEUR/MW_h] | Nominal investment | diurnal heat storage | MEUR/MW_h | 2015 | [D, M] |  | ctrl | 2050 | 0.03881
46 Solar District Heating | Solar DH - renewable heat - solar - medium | Solar DH | renewable heat | solar | medium | Financial data | Nominal investment (diurnal heat storage) [2015-MEUR/MW_h] | Nominal investment | diurnal heat storage | MEUR/MW_h | 2015 | [D, M] |  | lower | 2050 | 0.028955
46 Solar District Heating | Solar DH - renewable heat - solar - medium | Solar DH | renewable heat | solar | medium | Financial data | Nominal investment (diurnal heat storage) [2015-MEUR/MW_h] | Nominal investment | diurnal heat storage | MEUR/MW_h | 2015 | [D, M] |  | upper | 2050 | 0.048288
46 Solar District Heating | Solar DH - renewable heat - solar - medium | Solar DH | renewable heat | solar | medium | Financial data | Variable O&M (*total) [2015-EUR/MWh_h] | Variable O&M | *total | EUR/MWh_h | 2015 |  |  | ctrl | 2015 | 0.19
46 Solar District Heating | Solar DH - renewable heat - solar - medium | Solar DH | renewable heat | solar | medium | Financial data | Variable O&M (*total) [2015-EUR/MWh_h] | Variable O&M | *total | EUR/MWh_h | 2015 |  |  | ctrl | 2020 | 0.21
46 Solar District Heating | Solar DH - renewable heat - solar - medium | Solar DH | renewable heat | solar | medium | Financial data | Variable O&M (*total) [2015-EUR/MWh_h] | Variable O&M | *total | EUR/MWh_h | 2015 |  |  | lower | 2020 | 0.14
46 Solar District Heating | Solar DH - renewable heat - solar - medium | Solar DH | renewable heat | solar | medium | Financial data | Variable O&M (*total) [2015-EUR/MWh_h] | Variable O&M | *total | EUR/MWh_h | 2015 |  |  | upper | 2020 | 0.28
46 Solar District Heating | Solar DH - renewable heat - solar - medium | Solar DH | renewable heat | solar | medium | Financial data | Variable O&M (*total) [2015-EUR/MWh_h] | Variable O&M | *total | EUR/MWh_h | 2015 |  |  | ctrl | 2030 | 0.3
46 Solar District Heating | Solar DH - renewable heat - solar - medium | Solar DH | renewable heat | solar | medium | Financial data | Variable O&M (*total) [2015-EUR/MWh_h] | Variable O&M | *total | EUR/MWh_h | 2015 |  |  | ctrl | 2050 | 0.35
46 Solar District Heating | Solar DH - renewable heat - solar - medium | Solar DH | renewable heat | solar | medium | Financial data | Variable O&M (*total) [2015-EUR/MWh_h] | Variable O&M | *total | EUR/MWh_h | 2015 |  |  | lower | 2050 | 0.23
46 Solar District Heating | Solar DH - renewable heat - solar - medium | Solar DH | renewable heat | solar | medium | Financial data | Variable O&M (*total) [2015-EUR/MWh_h] | Variable O&M | *total | EUR/MWh_h | 2015 |  |  | upper | 2050 | 0.47
46 Solar District Heating | Solar DH - renewable heat - solar - medium | Solar DH | renewable heat | solar | medium | Regulation ability | Cold start-up time [hours] | Cold start-up time |  | hours |  |  |  | ctrl | 2015
46 Solar District Heating | Solar DH - renewable heat - solar - medium | Solar DH | renewable heat | solar | medium | Regulation ability | Cold start-up time [hours] | Cold start-up time |  | hours |  |  |  | ctrl | 2020
46 Solar District Heating | Solar DH - renewable heat - solar - medium | Solar DH | renewable heat | solar | medium | Regulation ability | Cold start-up time [hours] | Cold start-up time |  | hours |  |  |  | lower | 2020
46 Solar District Heating | Solar DH - renewable heat - solar - medium | Solar DH | renewable heat | solar | medium | Regulation ability | Cold start-up time [hours] | Cold start-up time |  | hours |  |  |  | upper | 2020
46 Solar District Heating | Solar DH - renewable heat - solar - medium | Solar DH | renewable heat | solar | medium | Regulation ability | Cold start-up time [hours] | Cold start-up time |  | hours |  |  |  | ctrl | 2030
46 Solar District Heating | Solar DH - renewable heat - solar - medium | Solar DH | renewable heat | solar | medium | Regulation ability | Cold start-up time [hours] | Cold start-up time |  | hours |  |  |  | ctrl | 2050
46 Solar District Heating | Solar DH - renewable heat - solar - medium | Solar DH | renewable heat | solar | medium | Regulation ability | Cold start-up time [hours] | Cold start-up time |  | hours |  |  |  | lower | 2050
46 Solar District Heating | Solar DH - renewable heat - solar - medium | Solar DH | renewable heat | solar | medium | Regulation ability | Cold start-up time [hours] | Cold start-up time |  | hours |  |  |  | upper | 2050
46 Solar District Heating | Solar DH - renewable heat - solar - medium | Solar DH | renewable heat | solar | medium | Regulation ability | Minimum load (of full load) [] | Minimum load | of full load | [] |  | F |  | ctrl | 2015
46 Solar District Heating | Solar DH - renewable heat - solar - medium | Solar DH | renewable heat | solar | medium | Regulation ability | Minimum load (of full load) [] | Minimum load | of full load | [] |  | F |  | ctrl | 2020
46 Solar District Heating | Solar DH - renewable heat - solar - medium | Solar DH | renewable heat | solar | medium | Regulation ability | Minimum load (of full load) [] | Minimum load | of full load | [] |  | F |  | lower | 2020
46 Solar District Heating | Solar DH - renewable heat - solar - medium | Solar DH | renewable heat | solar | medium | Regulation ability | Minimum load (of full load) [] | Minimum load | of full load | [] |  | F |  | upper | 2020
46 Solar District Heating | Solar DH - renewable heat - solar - medium | Solar DH | renewable heat | solar | medium | Regulation ability | Minimum load (of full load) [] | Minimum load | of full load | [] |  | F |  | ctrl | 2030
46 Solar District Heating | Solar DH - renewable heat - solar - medium | Solar DH | renewable heat | solar | medium | Regulation ability | Minimum load (of full load) [] | Minimum load | of full load | [] |  | F |  | ctrl | 2050
46 Solar District Heating | Solar DH - renewable heat - solar - medium | Solar DH | renewable heat | solar | medium | Regulation ability | Minimum load (of full load) [] | Minimum load | of full load | [] |  | F |  | lower | 2050
46 Solar District Heating | Solar DH - renewable heat - solar - medium | Solar DH | renewable heat | solar | medium | Regulation ability | Minimum load (of full load) [] | Minimum load | of full load | [] |  | F |  | upper | 2050
46 Solar District Heating | Solar DH - renewable heat - solar - medium | Solar DH | renewable heat | solar | medium | Regulation ability | Primary regulation (of full load, per 30 seconds) [] | Primary regulation | of full load, per 30 seconds | [] |  |  |  | ctrl | 2015
46 Solar District Heating | Solar DH - renewable heat - solar - medium | Solar DH | renewable heat | solar | medium | Regulation ability | Primary regulation (of full load, per 30 seconds) [] | Primary regulation | of full load, per 30 seconds | [] |  |  |  | ctrl | 2020
46 Solar District Heating | Solar DH - renewable heat - solar - medium | Solar DH | renewable heat | solar | medium | Regulation ability | Primary regulation (of full load, per 30 seconds) [] | Primary regulation | of full load, per 30 seconds | [] |  |  |  | lower | 2020
46 Solar District Heating | Solar DH - renewable heat - solar - medium | Solar DH | renewable heat | solar | medium | Regulation ability | Primary regulation (of full load, per 30 seconds) [] | Primary regulation | of full load, per 30 seconds | [] |  |  |  | upper | 2020
46 Solar District Heating | Solar DH - renewable heat - solar - medium | Solar DH | renewable heat | solar | medium | Regulation ability | Primary regulation (of full load, per 30 seconds) [] | Primary regulation | of full load, per 30 seconds | [] |  |  |  | ctrl | 2030
46 Solar District Heating | Solar DH - renewable heat - solar - medium | Solar DH | renewable heat | solar | medium | Regulation ability | Primary regulation (of full load, per 30 seconds) [] | Primary regulation | of full load, per 30 seconds | [] |  |  |  | ctrl | 2050
46 Solar District Heating | Solar DH - renewable heat - solar - medium | Solar DH | renewable heat | solar | medium | Regulation ability | Primary regulation (of full load, per 30 seconds) [] | Primary regulation | of full load, per 30 seconds | [] |  |  |  | lower | 2050
46 Solar District Heating | Solar DH - renewable heat - solar - medium | Solar DH | renewable heat | solar | medium | Regulation ability | Primary regulation (of full load, per 30 seconds) [] | Primary regulation | of full load, per 30 seconds | [] |  |  |  | upper | 2050
46 Solar District Heating | Solar DH - renewable heat - solar - medium | Solar DH | renewable heat | solar | medium | Regulation ability | Secondary regulation (of full load, per minute) [] | Secondary regulation | of full load, per minute | [] |  |  |  | ctrl | 2015
46 Solar District Heating | Solar DH - renewable heat - solar - medium | Solar DH | renewable heat | solar | medium | Regulation ability | Secondary regulation (of full load, per minute) [] | Secondary regulation | of full load, per minute | [] |  |  |  | ctrl | 2020
46 Solar District Heating | Solar DH - renewable heat - solar - medium | Solar DH | renewable heat | solar | medium | Regulation ability | Secondary regulation (of full load, per minute) [] | Secondary regulation | of full load, per minute | [] |  |  |  | lower | 2020
46 Solar District Heating | Solar DH - renewable heat - solar - medium | Solar DH | renewable heat | solar | medium | Regulation ability | Secondary regulation (of full load, per minute) [] | Secondary regulation | of full load, per minute | [] |  |  |  | upper | 2020
46 Solar District Heating | Solar DH - renewable heat - solar - medium | Solar DH | renewable heat | solar | medium | Regulation ability | Secondary regulation (of full load, per minute) [] | Secondary regulation | of full load, per minute | [] |  |  |  | ctrl | 2030
46 Solar District Heating | Solar DH - renewable heat - solar - medium | Solar DH | renewable heat | solar | medium | Regulation ability | Secondary regulation (of full load, per minute) [] | Secondary regulation | of full load, per minute | [] |  |  |  | ctrl | 2050
46 Solar District Heating | Solar DH - renewable heat - solar - medium | Solar DH | renewable heat | solar | medium | Regulation ability | Secondary regulation (of full load, per minute) [] | Secondary regulation | of full load, per minute | [] |  |  |  | lower | 2050
46 Solar District Heating | Solar DH - renewable heat - solar - medium | Solar DH | renewable heat | solar | medium | Regulation ability | Secondary regulation (of full load, per minute) [] | Secondary regulation | of full load, per minute | [] |  |  |  | upper | 2050
46 Solar District Heating | Solar DH - renewable heat - solar - medium | Solar DH | renewable heat | solar | medium | Regulation ability | Warm start-up time [hours] | Warm start-up time |  | hours |  |  |  | ctrl | 2015
46 Solar District Heating | Solar DH - renewable heat - solar - medium | Solar DH | renewable heat | solar | medium | Regulation ability | Warm start-up time [hours] | Warm start-up time |  | hours |  |  |  | ctrl | 2020
46 Solar District Heating | Solar DH - renewable heat - solar - medium | Solar DH | renewable heat | solar | medium | Regulation ability | Warm start-up time [hours] | Warm start-up time |  | hours |  |  |  | lower | 2020
46 Solar District Heating | Solar DH - renewable heat - solar - medium | Solar DH | renewable heat | solar | medium | Regulation ability | Warm start-up time [hours] | Warm start-up time |  | hours |  |  |  | upper | 2020
46 Solar District Heating | Solar DH - renewable heat - solar - medium | Solar DH | renewable heat | solar | medium | Regulation ability | Warm start-up time [hours] | Warm start-up time |  | hours |  |  |  | ctrl | 2030
46 Solar District Heating | Solar DH - renewable heat - solar - medium | Solar DH | renewable heat | solar | medium | Regulation ability | Warm start-up time [hours] | Warm start-up time |  | hours |  |  |  | ctrl | 2050
46 Solar District Heating | Solar DH - renewable heat - solar - medium | Solar DH | renewable heat | solar | medium | Regulation ability | Warm start-up time [hours] | Warm start-up time |  | hours |  |  |  | lower | 2050
46 Solar District Heating | Solar DH - renewable heat - solar - medium | Solar DH | renewable heat | solar | medium | Regulation ability | Warm start-up time [hours] | Warm start-up time |  | hours |  |  |  | upper | 2050
46 Solar District Heating | Solar DH - renewable heat - solar - medium | Solar DH | renewable heat | solar | medium | Technology-specific data | Collector input [MWh_i/m2/y] | Collector input |  | MWh_i/m2/y |  | Q |  | ctrl | 2015 | 1.046
46 Solar District Heating | Solar DH - renewable heat - solar - medium | Solar DH | renewable heat | solar | medium | Technology-specific data | Collector input [MWh_i/m2/y] | Collector input |  | MWh_i/m2/y |  | Q |  | ctrl | 2020 | 1.046
46 Solar District Heating | Solar DH - renewable heat - solar - medium | Solar DH | renewable heat | solar | medium | Technology-specific data | Collector input [MWh_i/m2/y] | Collector input |  | MWh_i/m2/y |  | Q |  | lower | 2020 | 1.013
46 Solar District Heating | Solar DH - renewable heat - solar - medium | Solar DH | renewable heat | solar | medium | Technology-specific data | Collector input [MWh_i/m2/y] | Collector input |  | MWh_i/m2/y |  | Q |  | upper | 2020 | 1.079
46 Solar District Heating | Solar DH - renewable heat - solar - medium | Solar DH | renewable heat | solar | medium | Technology-specific data | Collector input [MWh_i/m2/y] | Collector input |  | MWh_i/m2/y |  | Q |  | ctrl | 2030 | 1.046
46 Solar District Heating | Solar DH - renewable heat - solar - medium | Solar DH | renewable heat | solar | medium | Technology-specific data | Collector input [MWh_i/m2/y] | Collector input |  | MWh_i/m2/y |  | Q |  | ctrl | 2050 | 1.046
46 Solar District Heating | Solar DH - renewable heat - solar - medium | Solar DH | renewable heat | solar | medium | Technology-specific data | Collector input [MWh_i/m2/y] | Collector input |  | MWh_i/m2/y |  | Q |  | lower | 2050 | 1.013
46 Solar District Heating | Solar DH - renewable heat - solar - medium | Solar DH | renewable heat | solar | medium | Technology-specific data | Collector input [MWh_i/m2/y] | Collector input |  | MWh_i/m2/y |  | Q |  | upper | 2050 | 1.079
46 Solar District Heating | Solar DH - renewable heat - solar - medium | Solar DH | renewable heat | solar | medium | Technology-specific data | Collector output [MWh_h/m2/y] | Collector output |  | MWh_h/m2/y |  | A | 4 | ctrl | 2015 | 0.45
46 Solar District Heating | Solar DH - renewable heat - solar - medium | Solar DH | renewable heat | solar | medium | Technology-specific data | Collector output [MWh_h/m2/y] | Collector output |  | MWh_h/m2/y |  | A | 4 | ctrl | 2020 | 0.47296
46 Solar District Heating | Solar DH - renewable heat - solar - medium | Solar DH | renewable heat | solar | medium | Technology-specific data | Collector output [MWh_h/m2/y] | Collector output |  | MWh_h/m2/y |  | A | 4 | lower | 2020 | 0.45
46 Solar District Heating | Solar DH - renewable heat - solar - medium | Solar DH | renewable heat | solar | medium | Technology-specific data | Collector output [MWh_h/m2/y] | Collector output |  | MWh_h/m2/y |  | A | 4 | upper | 2020 | 0.49591
46 Solar District Heating | Solar DH - renewable heat - solar - medium | Solar DH | renewable heat | solar | medium | Technology-specific data | Collector output [MWh_h/m2/y] | Collector output |  | MWh_h/m2/y |  | A | 4 | ctrl | 2030 | 0.49708
46 Solar District Heating | Solar DH - renewable heat - solar - medium | Solar DH | renewable heat | solar | medium | Technology-specific data | Collector output [MWh_h/m2/y] | Collector output |  | MWh_h/m2/y |  | A | 4 | ctrl | 2050 | 0.52244
46 Solar District Heating | Solar DH - renewable heat - solar - medium | Solar DH | renewable heat | solar | medium | Technology-specific data | Collector output [MWh_h/m2/y] | Collector output |  | MWh_h/m2/y |  | A | 4 | lower | 2050 | 0.49708
46 Solar District Heating | Solar DH - renewable heat - solar - medium | Solar DH | renewable heat | solar | medium | Technology-specific data | Collector output [MWh_h/m2/y] | Collector output |  | MWh_h/m2/y |  | A | 4 | upper | 2050 | 0.54779
46 Solar District Heating | Solar DH - renewable heat - solar - medium | Solar DH | renewable heat | solar | medium | Technology-specific data | Fixed O&M (*total, per annual output) [2015-EUR/MWh_h/y] | Fixed O&M | *total, per annual output | EUR/MWh_h/y | 2015 | B |  | ctrl | 2015 | 0.09
46 Solar District Heating | Solar DH - renewable heat - solar - medium | Solar DH | renewable heat | solar | medium | Technology-specific data | Fixed O&M (*total, per annual output) [2015-EUR/MWh_h/y] | Fixed O&M | *total, per annual output | EUR/MWh_h/y | 2015 | B |  | ctrl | 2020 | 0.09
46 Solar District Heating | Solar DH - renewable heat - solar - medium | Solar DH | renewable heat | solar | medium | Technology-specific data | Fixed O&M (*total, per annual output) [2015-EUR/MWh_h/y] | Fixed O&M | *total, per annual output | EUR/MWh_h/y | 2015 | B |  | lower | 2020 | 0.08
46 Solar District Heating | Solar DH - renewable heat - solar - medium | Solar DH | renewable heat | solar | medium | Technology-specific data | Fixed O&M (*total, per annual output) [2015-EUR/MWh_h/y] | Fixed O&M | *total, per annual output | EUR/MWh_h/y | 2015 | B |  | upper | 2020 | 0.1
46 Solar District Heating | Solar DH - renewable heat - solar - medium | Solar DH | renewable heat | solar | medium | Technology-specific data | Fixed O&M (*total, per annual output) [2015-EUR/MWh_h/y] | Fixed O&M | *total, per annual output | EUR/MWh_h/y | 2015 | B |  | ctrl | 2030 | 0.08
46 Solar District Heating | Solar DH - renewable heat - solar - medium | Solar DH | renewable heat | solar | medium | Technology-specific data | Fixed O&M (*total, per annual output) [2015-EUR/MWh_h/y] | Fixed O&M | *total, per annual output | EUR/MWh_h/y | 2015 | B |  | ctrl | 2050 | 0.08
46 Solar District Heating | Solar DH - renewable heat - solar - medium | Solar DH | renewable heat | solar | medium | Technology-specific data | Fixed O&M (*total, per annual output) [2015-EUR/MWh_h/y] | Fixed O&M | *total, per annual output | EUR/MWh_h/y | 2015 | B |  | lower | 2050 | 0.07
46 Solar District Heating | Solar DH - renewable heat - solar - medium | Solar DH | renewable heat | solar | medium | Technology-specific data | Fixed O&M (*total, per annual output) [2015-EUR/MWh_h/y] | Fixed O&M | *total, per annual output | EUR/MWh_h/y | 2015 | B |  | upper | 2050 | 0.08
46 Solar District Heating | Solar DH - renewable heat - solar - medium | Solar DH | renewable heat | solar | medium | Technology-specific data | Fixed O&M (*total, per collector area) [2015-EUR/m2/y] | Fixed O&M | *total, per collector area | EUR/m2/y | 2015 | B |  | ctrl | 2015 | 0.0405
46 Solar District Heating | Solar DH - renewable heat - solar - medium | Solar DH | renewable heat | solar | medium | Technology-specific data | Fixed O&M (*total, per collector area) [2015-EUR/m2/y] | Fixed O&M | *total, per collector area | EUR/m2/y | 2015 | B |  | ctrl | 2020 | 0.042566
46 Solar District Heating | Solar DH - renewable heat - solar - medium | Solar DH | renewable heat | solar | medium | Technology-specific data | Fixed O&M (*total, per collector area) [2015-EUR/m2/y] | Fixed O&M | *total, per collector area | EUR/m2/y | 2015 | B |  | lower | 2020 | 0.039673
46 Solar District Heating | Solar DH - renewable heat - solar - medium | Solar DH | renewable heat | solar | medium | Technology-specific data | Fixed O&M (*total, per collector area) [2015-EUR/m2/y] | Fixed O&M | *total, per collector area | EUR/m2/y | 2015 | B |  | upper | 2020 | 0.045
46 Solar District Heating | Solar DH - renewable heat - solar - medium | Solar DH | renewable heat | solar | medium | Technology-specific data | Fixed O&M (*total, per collector area) [2015-EUR/m2/y] | Fixed O&M | *total, per collector area | EUR/m2/y | 2015 | B |  | ctrl | 2030 | 0.039766
46 Solar District Heating | Solar DH - renewable heat - solar - medium | Solar DH | renewable heat | solar | medium | Technology-specific data | Fixed O&M (*total, per collector area) [2015-EUR/m2/y] | Fixed O&M | *total, per collector area | EUR/m2/y | 2015 | B |  | ctrl | 2050 | 0.041795
46 Solar District Heating | Solar DH - renewable heat - solar - medium | Solar DH | renewable heat | solar | medium | Technology-specific data | Fixed O&M (*total, per collector area) [2015-EUR/m2/y] | Fixed O&M | *total, per collector area | EUR/m2/y | 2015 | B |  | lower | 2050 | 0.038345
46 Solar District Heating | Solar DH - renewable heat - solar - medium | Solar DH | renewable heat | solar | medium | Technology-specific data | Fixed O&M (*total, per collector area) [2015-EUR/m2/y] | Fixed O&M | *total, per collector area | EUR/m2/y | 2015 | B |  | upper | 2050 | 0.039766
46 Solar District Heating | Solar DH - renewable heat - solar - medium | Solar DH | renewable heat | solar | medium | Technology-specific data | Nominal investment (diurnal heat storage) [2015-EUR/MWh_h/y] | Nominal investment | diurnal heat storage | EUR/MWh_h/y | 2015 | [D, M] |  | ctrl | 2015 | 60
46 Solar District Heating | Solar DH - renewable heat - solar - medium | Solar DH | renewable heat | solar | medium | Technology-specific data | Nominal investment (diurnal heat storage) [2015-EUR/MWh_h/y] | Nominal investment | diurnal heat storage | EUR/MWh_h/y | 2015 | [D, M] |  | ctrl | 2020 | 57
46 Solar District Heating | Solar DH - renewable heat - solar - medium | Solar DH | renewable heat | solar | medium | Technology-specific data | Nominal investment (diurnal heat storage) [2015-EUR/MWh_h/y] | Nominal investment | diurnal heat storage | EUR/MWh_h/y | 2015 | [D, M] |  | lower | 2020 | 41
46 Solar District Heating | Solar DH - renewable heat - solar - medium | Solar DH | renewable heat | solar | medium | Technology-specific data | Nominal investment (diurnal heat storage) [2015-EUR/MWh_h/y] | Nominal investment | diurnal heat storage | EUR/MWh_h/y | 2015 | [D, M] |  | upper | 2020 | 75
46 Solar District Heating | Solar DH - renewable heat - solar - medium | Solar DH | renewable heat | solar | medium | Technology-specific data | Nominal investment (diurnal heat storage) [2015-EUR/MWh_h/y] | Nominal investment | diurnal heat storage | EUR/MWh_h/y | 2015 | [D, M] |  | ctrl | 2030 | 54
46 Solar District Heating | Solar DH - renewable heat - solar - medium | Solar DH | renewable heat | solar | medium | Technology-specific data | Nominal investment (diurnal heat storage) [2015-EUR/MWh_h/y] | Nominal investment | diurnal heat storage | EUR/MWh_h/y | 2015 | [D, M] |  | ctrl | 2050 | 52
46 Solar District Heating | Solar DH - renewable heat - solar - medium | Solar DH | renewable heat | solar | medium | Technology-specific data | Nominal investment (diurnal heat storage) [2015-EUR/MWh_h/y] | Nominal investment | diurnal heat storage | EUR/MWh_h/y | 2015 | [D, M] |  | lower | 2050 | 37
46 Solar District Heating | Solar DH - renewable heat - solar - medium | Solar DH | renewable heat | solar | medium | Technology-specific data | Nominal investment (diurnal heat storage) [2015-EUR/MWh_h/y] | Nominal investment | diurnal heat storage | EUR/MWh_h/y | 2015 | [D, M] |  | upper | 2050 | 68
46 Solar District Heating | Solar DH - renewable heat - solar - medium | Solar DH | renewable heat | solar | medium | Technology-specific data | Nominal investment (total solar system excl diurnal heat storage) [2015-EUR/MWh_h/y] | Nominal investment | total solar system excl diurnal heat storage | EUR/MWh_h/y | 2015 | [C, H, N] |  | ctrl | 2015 | 428.8889
46 Solar District Heating | Solar DH - renewable heat - solar - medium | Solar DH | renewable heat | solar | medium | Technology-specific data | Nominal investment (total solar system excl diurnal heat storage) [2015-EUR/MWh_h/y] | Nominal investment | total solar system excl diurnal heat storage | EUR/MWh_h/y | 2015 | [C, H, N] |  | ctrl | 2020 | 395.3865
46 Solar District Heating | Solar DH - renewable heat - solar - medium | Solar DH | renewable heat | solar | medium | Technology-specific data | Nominal investment (total solar system excl diurnal heat storage) [2015-EUR/MWh_h/y] | Nominal investment | total solar system excl diurnal heat storage | EUR/MWh_h/y | 2015 | [C, H, N] |  | lower | 2020 | 371.0351
46 Solar District Heating | Solar DH - renewable heat - solar - medium | Solar DH | renewable heat | solar | medium | Technology-specific data | Nominal investment (total solar system excl diurnal heat storage) [2015-EUR/MWh_h/y] | Nominal investment | total solar system excl diurnal heat storage | EUR/MWh_h/y | 2015 | [C, H, N] |  | upper | 2020 | 422.2222
46 Solar District Heating | Solar DH - renewable heat - solar - medium | Solar DH | renewable heat | solar | medium | Technology-specific data | Nominal investment (total solar system excl diurnal heat storage) [2015-EUR/MWh_h/y] | Nominal investment | total solar system excl diurnal heat storage | EUR/MWh_h/y | 2015 | [C, H, N] |  | ctrl | 2030 | 362.1148
46 Solar District Heating | Solar DH - renewable heat - solar - medium | Solar DH | renewable heat | solar | medium | Technology-specific data | Nominal investment (total solar system excl diurnal heat storage) [2015-EUR/MWh_h/y] | Nominal investment | total solar system excl diurnal heat storage | EUR/MWh_h/y | 2015 | [C, H, N] |  | ctrl | 2050 | 325.3987
46 Solar District Heating | Solar DH - renewable heat - solar - medium | Solar DH | renewable heat | solar | medium | Technology-specific data | Nominal investment (total solar system excl diurnal heat storage) [2015-EUR/MWh_h/y] | Nominal investment | total solar system excl diurnal heat storage | EUR/MWh_h/y | 2015 | [C, H, N] |  | lower | 2050 | 292.0817
46 Solar District Heating | Solar DH - renewable heat - solar - medium | Solar DH | renewable heat | solar | medium | Technology-specific data | Nominal investment (total solar system excl diurnal heat storage) [2015-EUR/MWh_h/y] | Nominal investment | total solar system excl diurnal heat storage | EUR/MWh_h/y | 2015 | [C, H, N] |  | upper | 2050 | 362.1148
46 Solar District Heating | Solar DH - renewable heat - solar - medium | Solar DH | renewable heat | solar | medium | Technology-specific data | Nominal investment (total solar system excl diurnal heat storage, per collector area) [2015-EUR/m2] | Nominal investment | total solar system excl diurnal heat storage, per collector area | EUR/m2 | 2015 | [G, H, N] | 16 | ctrl | 2015 | 193
46 Solar District Heating | Solar DH - renewable heat - solar - medium | Solar DH | renewable heat | solar | medium | Technology-specific data | Nominal investment (total solar system excl diurnal heat storage, per collector area) [2015-EUR/m2] | Nominal investment | total solar system excl diurnal heat storage, per collector area | EUR/m2 | 2015 | [G, H, N] | 16 | ctrl | 2020 | 187
46 Solar District Heating | Solar DH - renewable heat - solar - medium | Solar DH | renewable heat | solar | medium | Technology-specific data | Nominal investment (total solar system excl diurnal heat storage, per collector area) [2015-EUR/m2] | Nominal investment | total solar system excl diurnal heat storage, per collector area | EUR/m2 | 2015 | [G, H, N] | 16 | lower | 2020 | 184
46 Solar District Heating | Solar DH - renewable heat - solar - medium | Solar DH | renewable heat | solar | medium | Technology-specific data | Nominal investment (total solar system excl diurnal heat storage, per collector area) [2015-EUR/m2] | Nominal investment | total solar system excl diurnal heat storage, per collector area | EUR/m2 | 2015 | [G, H, N] | 16 | upper | 2020 | 190
46 Solar District Heating | Solar DH - renewable heat - solar - medium | Solar DH | renewable heat | solar | medium | Technology-specific data | Nominal investment (total solar system excl diurnal heat storage, per collector area) [2015-EUR/m2] | Nominal investment | total solar system excl diurnal heat storage, per collector area | EUR/m2 | 2015 | [G, H, N] | 16 | ctrl | 2030 | 180
46 Solar District Heating | Solar DH - renewable heat - solar - medium | Solar DH | renewable heat | solar | medium | Technology-specific data | Nominal investment (total solar system excl diurnal heat storage, per collector area) [2015-EUR/m2] | Nominal investment | total solar system excl diurnal heat storage, per collector area | EUR/m2 | 2015 | [G, H, N] | 16 | ctrl | 2050 | 170
46 Solar District Heating | Solar DH - renewable heat - solar - medium | Solar DH | renewable heat | solar | medium | Technology-specific data | Nominal investment (total solar system excl diurnal heat storage, per collector area) [2015-EUR/m2] | Nominal investment | total solar system excl diurnal heat storage, per collector area | EUR/m2 | 2015 | [G, H, N] | 16 | lower | 2050 | 160
46 Solar District Heating | Solar DH - renewable heat - solar - medium | Solar DH | renewable heat | solar | medium | Technology-specific data | Nominal investment (total solar system excl diurnal heat storage, per collector area) [2015-EUR/m2] | Nominal investment | total solar system excl diurnal heat storage, per collector area | EUR/m2 | 2015 | [G, H, N] | 16 | upper | 2050 | 180
50 Diesel engine farm | Engine, peak plant - back pressure - diesel - medium | Engine, peak plant | back pressure | diesel | medium | Energy/technical data | Cb coefficient (50°C/100°C) | Cb coefficient | 50°C/100°C |  |  |  |  | ctrl | 2015
50 Diesel engine farm | Engine, peak plant - back pressure - diesel - medium | Engine, peak plant | back pressure | diesel | medium | Energy/technical data | Cb coefficient (50°C/100°C) | Cb coefficient | 50°C/100°C |  |  |  |  | ctrl | 2020
50 Diesel engine farm | Engine, peak plant - back pressure - diesel - medium | Engine, peak plant | back pressure | diesel | medium | Energy/technical data | Cb coefficient (50°C/100°C) | Cb coefficient | 50°C/100°C |  |  |  |  | lower | 2020
50 Diesel engine farm | Engine, peak plant - back pressure - diesel - medium | Engine, peak plant | back pressure | diesel | medium | Energy/technical data | Cb coefficient (50°C/100°C) | Cb coefficient | 50°C/100°C |  |  |  |  | upper | 2020
50 Diesel engine farm | Engine, peak plant - back pressure - diesel - medium | Engine, peak plant | back pressure | diesel | medium | Energy/technical data | Cb coefficient (50°C/100°C) | Cb coefficient | 50°C/100°C |  |  |  |  | ctrl | 2030
50 Diesel engine farm | Engine, peak plant - back pressure - diesel - medium | Engine, peak plant | back pressure | diesel | medium | Energy/technical data | Cb coefficient (50°C/100°C) | Cb coefficient | 50°C/100°C |  |  |  |  | ctrl | 2050
50 Diesel engine farm | Engine, peak plant - back pressure - diesel - medium | Engine, peak plant | back pressure | diesel | medium | Energy/technical data | Cb coefficient (50°C/100°C) | Cb coefficient | 50°C/100°C |  |  |  |  | lower | 2050
50 Diesel engine farm | Engine, peak plant - back pressure - diesel - medium | Engine, peak plant | back pressure | diesel | medium | Energy/technical data | Cb coefficient (50°C/100°C) | Cb coefficient | 50°C/100°C |  |  |  |  | upper | 2050
50 Diesel engine farm | Engine, peak plant - back pressure - diesel - medium | Engine, peak plant | back pressure | diesel | medium | Energy/technical data | Construction time [years] | Construction time |  | years |  |  | 6 | ctrl | 2015 | 1
50 Diesel engine farm | Engine, peak plant - back pressure - diesel - medium | Engine, peak plant | back pressure | diesel | medium | Energy/technical data | Construction time [years] | Construction time |  | years |  |  | 6 | ctrl | 2020 | 1
50 Diesel engine farm | Engine, peak plant - back pressure - diesel - medium | Engine, peak plant | back pressure | diesel | medium | Energy/technical data | Construction time [years] | Construction time |  | years |  |  | 6 | lower | 2020
50 Diesel engine farm | Engine, peak plant - back pressure - diesel - medium | Engine, peak plant | back pressure | diesel | medium | Energy/technical data | Construction time [years] | Construction time |  | years |  |  | 6 | upper | 2020
50 Diesel engine farm | Engine, peak plant - back pressure - diesel - medium | Engine, peak plant | back pressure | diesel | medium | Energy/technical data | Construction time [years] | Construction time |  | years |  |  | 6 | ctrl | 2030 | 1
50 Diesel engine farm | Engine, peak plant - back pressure - diesel - medium | Engine, peak plant | back pressure | diesel | medium | Energy/technical data | Construction time [years] | Construction time |  | years |  |  | 6 | ctrl | 2050 | 1
50 Diesel engine farm | Engine, peak plant - back pressure - diesel - medium | Engine, peak plant | back pressure | diesel | medium | Energy/technical data | Construction time [years] | Construction time |  | years |  |  | 6 | lower | 2050
50 Diesel engine farm | Engine, peak plant - back pressure - diesel - medium | Engine, peak plant | back pressure | diesel | medium | Energy/technical data | Construction time [years] | Construction time |  | years |  |  | 6 | upper | 2050
50 Diesel engine farm | Engine, peak plant - back pressure - diesel - medium | Engine, peak plant | back pressure | diesel | medium | Energy/technical data | Cv coefficient (50°C/100°C) | Cv coefficient | 50°C/100°C |  |  |  |  | ctrl | 2015
50 Diesel engine farm | Engine, peak plant - back pressure - diesel - medium | Engine, peak plant | back pressure | diesel | medium | Energy/technical data | Cv coefficient (50°C/100°C) | Cv coefficient | 50°C/100°C |  |  |  |  | ctrl | 2020
50 Diesel engine farm | Engine, peak plant - back pressure - diesel - medium | Engine, peak plant | back pressure | diesel | medium | Energy/technical data | Cv coefficient (50°C/100°C) | Cv coefficient | 50°C/100°C |  |  |  |  | lower | 2020
50 Diesel engine farm | Engine, peak plant - back pressure - diesel - medium | Engine, peak plant | back pressure | diesel | medium | Energy/technical data | Cv coefficient (50°C/100°C) | Cv coefficient | 50°C/100°C |  |  |  |  | upper | 2020
50 Diesel engine farm | Engine, peak plant - back pressure - diesel - medium | Engine, peak plant | back pressure | diesel | medium | Energy/technical data | Cv coefficient (50°C/100°C) | Cv coefficient | 50°C/100°C |  |  |  |  | ctrl | 2030
50 Diesel engine farm | Engine, peak plant - back pressure - diesel - medium | Engine, peak plant | back pressure | diesel | medium | Energy/technical data | Cv coefficient (50°C/100°C) | Cv coefficient | 50°C/100°C |  |  |  |  | ctrl | 2050
50 Diesel engine farm | Engine, peak plant - back pressure - diesel - medium | Engine, peak plant | back pressure | diesel | medium | Energy/technical data | Cv coefficient (50°C/100°C) | Cv coefficient | 50°C/100°C |  |  |  |  | lower | 2050
50 Diesel engine farm | Engine, peak plant - back pressure - diesel - medium | Engine, peak plant | back pressure | diesel | medium | Energy/technical data | Cv coefficient (50°C/100°C) | Cv coefficient | 50°C/100°C |  |  |  |  | upper | 2050
50 Diesel engine farm | Engine, peak plant - back pressure - diesel - medium | Engine, peak plant | back pressure | diesel | medium | Energy/technical data | Electrical efficiency (net, annual average) [] | Electrical efficiency | net, annual average | [] |  | C |  | ctrl | 2015 | 0.35
50 Diesel engine farm | Engine, peak plant - back pressure - diesel - medium | Engine, peak plant | back pressure | diesel | medium | Energy/technical data | Electrical efficiency (net, annual average) [] | Electrical efficiency | net, annual average | [] |  | C |  | ctrl | 2020 | 0.35
50 Diesel engine farm | Engine, peak plant - back pressure - diesel - medium | Engine, peak plant | back pressure | diesel | medium | Energy/technical data | Electrical efficiency (net, annual average) [] | Electrical efficiency | net, annual average | [] |  | C |  | lower | 2020 | 0.33
50 Diesel engine farm | Engine, peak plant - back pressure - diesel - medium | Engine, peak plant | back pressure | diesel | medium | Energy/technical data | Electrical efficiency (net, annual average) [] | Electrical efficiency | net, annual average | [] |  | C |  | upper | 2020 | 0.37
50 Diesel engine farm | Engine, peak plant - back pressure - diesel - medium | Engine, peak plant | back pressure | diesel | medium | Energy/technical data | Electrical efficiency (net, annual average) [] | Electrical efficiency | net, annual average | [] |  | C |  | ctrl | 2030 | 0.35
50 Diesel engine farm | Engine, peak plant - back pressure - diesel - medium | Engine, peak plant | back pressure | diesel | medium | Energy/technical data | Electrical efficiency (net, annual average) [] | Electrical efficiency | net, annual average | [] |  | C |  | ctrl | 2050 | 0.35
50 Diesel engine farm | Engine, peak plant - back pressure - diesel - medium | Engine, peak plant | back pressure | diesel | medium | Energy/technical data | Electrical efficiency (net, annual average) [] | Electrical efficiency | net, annual average | [] |  | C |  | lower | 2050
50 Diesel engine farm | Engine, peak plant - back pressure - diesel - medium | Engine, peak plant | back pressure | diesel | medium | Energy/technical data | Electrical efficiency (net, annual average) [] | Electrical efficiency | net, annual average | [] |  | C |  | upper | 2050
50 Diesel engine farm | Engine, peak plant - back pressure - diesel - medium | Engine, peak plant | back pressure | diesel | medium | Energy/technical data | Electrical efficiency (net, name plate) [] | Electrical efficiency | net, name plate | [] |  |  | [1, 2, 3] | ctrl | 2015 | 0.37
50 Diesel engine farm | Engine, peak plant - back pressure - diesel - medium | Engine, peak plant | back pressure | diesel | medium | Energy/technical data | Electrical efficiency (net, name plate) [] | Electrical efficiency | net, name plate | [] |  |  | [1, 2, 3] | ctrl | 2020 | 0.37
50 Diesel engine farm | Engine, peak plant - back pressure - diesel - medium | Engine, peak plant | back pressure | diesel | medium | Energy/technical data | Electrical efficiency (net, name plate) [] | Electrical efficiency | net, name plate | [] |  |  | [1, 2, 3] | lower | 2020 | 0.35
50 Diesel engine farm | Engine, peak plant - back pressure - diesel - medium | Engine, peak plant | back pressure | diesel | medium | Energy/technical data | Electrical efficiency (net, name plate) [] | Electrical efficiency | net, name plate | [] |  |  | [1, 2, 3] | upper | 2020 | 0.39
50 Diesel engine farm | Engine, peak plant - back pressure - diesel - medium | Engine, peak plant | back pressure | diesel | medium | Energy/technical data | Electrical efficiency (net, name plate) [] | Electrical efficiency | net, name plate | [] |  |  | [1, 2, 3] | ctrl | 2030 | 0.37
50 Diesel engine farm | Engine, peak plant - back pressure - diesel - medium | Engine, peak plant | back pressure | diesel | medium | Energy/technical data | Electrical efficiency (net, name plate) [] | Electrical efficiency | net, name plate | [] |  |  | [1, 2, 3] | ctrl | 2050 | 0.37
50 Diesel engine farm | Engine, peak plant - back pressure - diesel - medium | Engine, peak plant | back pressure | diesel | medium | Energy/technical data | Electrical efficiency (net, name plate) [] | Electrical efficiency | net, name plate | [] |  |  | [1, 2, 3] | lower | 2050
50 Diesel engine farm | Engine, peak plant - back pressure - diesel - medium | Engine, peak plant | back pressure | diesel | medium | Energy/technical data | Electrical efficiency (net, name plate) [] | Electrical efficiency | net, name plate | [] |  |  | [1, 2, 3] | upper | 2050
50 Diesel engine farm | Engine, peak plant - back pressure - diesel - medium | Engine, peak plant | back pressure | diesel | medium | Energy/technical data | Forced outage [] | Forced outage |  | [] |  |  | 4 | ctrl | 2015 | 0.009
50 Diesel engine farm | Engine, peak plant - back pressure - diesel - medium | Engine, peak plant | back pressure | diesel | medium | Energy/technical data | Forced outage [] | Forced outage |  | [] |  |  | 4 | ctrl | 2020 | 0.009
50 Diesel engine farm | Engine, peak plant - back pressure - diesel - medium | Engine, peak plant | back pressure | diesel | medium | Energy/technical data | Forced outage [] | Forced outage |  | [] |  |  | 4 | lower | 2020
50 Diesel engine farm | Engine, peak plant - back pressure - diesel - medium | Engine, peak plant | back pressure | diesel | medium | Energy/technical data | Forced outage [] | Forced outage |  | [] |  |  | 4 | upper | 2020
50 Diesel engine farm | Engine, peak plant - back pressure - diesel - medium | Engine, peak plant | back pressure | diesel | medium | Energy/technical data | Forced outage [] | Forced outage |  | [] |  |  | 4 | ctrl | 2030 | 0.009
50 Diesel engine farm | Engine, peak plant - back pressure - diesel - medium | Engine, peak plant | back pressure | diesel | medium | Energy/technical data | Forced outage [] | Forced outage |  | [] |  |  | 4 | ctrl | 2050 | 0.009
50 Diesel engine farm | Engine, peak plant - back pressure - diesel - medium | Engine, peak plant | back pressure | diesel | medium | Energy/technical data | Forced outage [] | Forced outage |  | [] |  |  | 4 | lower | 2050
50 Diesel engine farm | Engine, peak plant - back pressure - diesel - medium | Engine, peak plant | back pressure | diesel | medium | Energy/technical data | Forced outage [] | Forced outage |  | [] |  |  | 4 | upper | 2050
50 Diesel engine farm | Engine, peak plant - back pressure - diesel - medium | Engine, peak plant | back pressure | diesel | medium | Energy/technical data | Generating capacity for one unit [MW_e] | Generating capacity for one unit |  | MW_e |  | [A, B] |  | ctrl | 2015 | 18
50 Diesel engine farm | Engine, peak plant - back pressure - diesel - medium | Engine, peak plant | back pressure | diesel | medium | Energy/technical data | Generating capacity for one unit [MW_e] | Generating capacity for one unit |  | MW_e |  | [A, B] |  | ctrl | 2020
50 Diesel engine farm | Engine, peak plant - back pressure - diesel - medium | Engine, peak plant | back pressure | diesel | medium | Energy/technical data | Generating capacity for one unit [MW_e] | Generating capacity for one unit |  | MW_e |  | [A, B] |  | lower | 2020
50 Diesel engine farm | Engine, peak plant - back pressure - diesel - medium | Engine, peak plant | back pressure | diesel | medium | Energy/technical data | Generating capacity for one unit [MW_e] | Generating capacity for one unit |  | MW_e |  | [A, B] |  | upper | 2020
50 Diesel engine farm | Engine, peak plant - back pressure - diesel - medium | Engine, peak plant | back pressure | diesel | medium | Energy/technical data | Generating capacity for one unit [MW_e] | Generating capacity for one unit |  | MW_e |  | [A, B] |  | ctrl | 2030
50 Diesel engine farm | Engine, peak plant - back pressure - diesel - medium | Engine, peak plant | back pressure | diesel | medium | Energy/technical data | Generating capacity for one unit [MW_e] | Generating capacity for one unit |  | MW_e |  | [A, B] |  | ctrl | 2050
50 Diesel engine farm | Engine, peak plant - back pressure - diesel - medium | Engine, peak plant | back pressure | diesel | medium | Energy/technical data | Generating capacity for one unit [MW_e] | Generating capacity for one unit |  | MW_e |  | [A, B] |  | lower | 2050
50 Diesel engine farm | Engine, peak plant - back pressure - diesel - medium | Engine, peak plant | back pressure | diesel | medium | Energy/technical data | Generating capacity for one unit [MW_e] | Generating capacity for one unit |  | MW_e |  | [A, B] |  | upper | 2050
50 Diesel engine farm | Engine, peak plant - back pressure - diesel - medium | Engine, peak plant | back pressure | diesel | medium | Energy/technical data | Planned outage [weeks per year] | Planned outage |  | weeks per year |  | [D, E] | 5 | ctrl | 2015 | 0.17143
50 Diesel engine farm | Engine, peak plant - back pressure - diesel - medium | Engine, peak plant | back pressure | diesel | medium | Energy/technical data | Planned outage [weeks per year] | Planned outage |  | weeks per year |  | [D, E] | 5 | ctrl | 2020 | 0.17143
50 Diesel engine farm | Engine, peak plant - back pressure - diesel - medium | Engine, peak plant | back pressure | diesel | medium | Energy/technical data | Planned outage [weeks per year] | Planned outage |  | weeks per year |  | [D, E] | 5 | lower | 2020
50 Diesel engine farm | Engine, peak plant - back pressure - diesel - medium | Engine, peak plant | back pressure | diesel | medium | Energy/technical data | Planned outage [weeks per year] | Planned outage |  | weeks per year |  | [D, E] | 5 | upper | 2020
50 Diesel engine farm | Engine, peak plant - back pressure - diesel - medium | Engine, peak plant | back pressure | diesel | medium | Energy/technical data | Planned outage [weeks per year] | Planned outage |  | weeks per year |  | [D, E] | 5 | ctrl | 2030 | 0.17143
50 Diesel engine farm | Engine, peak plant - back pressure - diesel - medium | Engine, peak plant | back pressure | diesel | medium | Energy/technical data | Planned outage [weeks per year] | Planned outage |  | weeks per year |  | [D, E] | 5 | ctrl | 2050 | 0.17143
50 Diesel engine farm | Engine, peak plant - back pressure - diesel - medium | Engine, peak plant | back pressure | diesel | medium | Energy/technical data | Planned outage [weeks per year] | Planned outage |  | weeks per year |  | [D, E] | 5 | lower | 2050
50 Diesel engine farm | Engine, peak plant - back pressure - diesel - medium | Engine, peak plant | back pressure | diesel | medium | Energy/technical data | Planned outage [weeks per year] | Planned outage |  | weeks per year |  | [D, E] | 5 | upper | 2050
50 Diesel engine farm | Engine, peak plant - back pressure - diesel - medium | Engine, peak plant | back pressure | diesel | medium | Energy/technical data | Technical lifetime [years] | Technical lifetime |  | years |  |  |  | ctrl | 2015 | 25
50 Diesel engine farm | Engine, peak plant - back pressure - diesel - medium | Engine, peak plant | back pressure | diesel | medium | Energy/technical data | Technical lifetime [years] | Technical lifetime |  | years |  |  |  | ctrl | 2020 | 25
50 Diesel engine farm | Engine, peak plant - back pressure - diesel - medium | Engine, peak plant | back pressure | diesel | medium | Energy/technical data | Technical lifetime [years] | Technical lifetime |  | years |  |  |  | lower | 2020
50 Diesel engine farm | Engine, peak plant - back pressure - diesel - medium | Engine, peak plant | back pressure | diesel | medium | Energy/technical data | Technical lifetime [years] | Technical lifetime |  | years |  |  |  | upper | 2020
50 Diesel engine farm | Engine, peak plant - back pressure - diesel - medium | Engine, peak plant | back pressure | diesel | medium | Energy/technical data | Technical lifetime [years] | Technical lifetime |  | years |  |  |  | ctrl | 2030 | 25
50 Diesel engine farm | Engine, peak plant - back pressure - diesel - medium | Engine, peak plant | back pressure | diesel | medium | Energy/technical data | Technical lifetime [years] | Technical lifetime |  | years |  |  |  | ctrl | 2050 | 25
50 Diesel engine farm | Engine, peak plant - back pressure - diesel - medium | Engine, peak plant | back pressure | diesel | medium | Energy/technical data | Technical lifetime [years] | Technical lifetime |  | years |  |  |  | lower | 2050
50 Diesel engine farm | Engine, peak plant - back pressure - diesel - medium | Engine, peak plant | back pressure | diesel | medium | Energy/technical data | Technical lifetime [years] | Technical lifetime |  | years |  |  |  | upper | 2050
50 Diesel engine farm | Engine, peak plant - back pressure - diesel - medium | Engine, peak plant | back pressure | diesel | medium | Environment | CH4 [g/GJ_i] | CH4 |  | g/GJ_i |  |  | 8 | ctrl | 2015 | 24
50 Diesel engine farm | Engine, peak plant - back pressure - diesel - medium | Engine, peak plant | back pressure | diesel | medium | Environment | CH4 [g/GJ_i] | CH4 |  | g/GJ_i |  |  | 8 | ctrl | 2020 | 24
50 Diesel engine farm | Engine, peak plant - back pressure - diesel - medium | Engine, peak plant | back pressure | diesel | medium | Environment | CH4 [g/GJ_i] | CH4 |  | g/GJ_i |  |  | 8 | lower | 2020
50 Diesel engine farm | Engine, peak plant - back pressure - diesel - medium | Engine, peak plant | back pressure | diesel | medium | Environment | CH4 [g/GJ_i] | CH4 |  | g/GJ_i |  |  | 8 | upper | 2020
50 Diesel engine farm | Engine, peak plant - back pressure - diesel - medium | Engine, peak plant | back pressure | diesel | medium | Environment | CH4 [g/GJ_i] | CH4 |  | g/GJ_i |  |  | 8 | ctrl | 2030 | 24
50 Diesel engine farm | Engine, peak plant - back pressure - diesel - medium | Engine, peak plant | back pressure | diesel | medium | Environment | CH4 [g/GJ_i] | CH4 |  | g/GJ_i |  |  | 8 | ctrl | 2050 | 24
50 Diesel engine farm | Engine, peak plant - back pressure - diesel - medium | Engine, peak plant | back pressure | diesel | medium | Environment | CH4 [g/GJ_i] | CH4 |  | g/GJ_i |  |  | 8 | lower | 2050
50 Diesel engine farm | Engine, peak plant - back pressure - diesel - medium | Engine, peak plant | back pressure | diesel | medium | Environment | CH4 [g/GJ_i] | CH4 |  | g/GJ_i |  |  | 8 | upper | 2050
50 Diesel engine farm | Engine, peak plant - back pressure - diesel - medium | Engine, peak plant | back pressure | diesel | medium | Environment | N2O [g/GJ_i] | N2O |  | g/GJ_i |  |  | 8 | ctrl | 2015 | 2.1
50 Diesel engine farm | Engine, peak plant - back pressure - diesel - medium | Engine, peak plant | back pressure | diesel | medium | Environment | N2O [g/GJ_i] | N2O |  | g/GJ_i |  |  | 8 | ctrl | 2020 | 2.1
50 Diesel engine farm | Engine, peak plant - back pressure - diesel - medium | Engine, peak plant | back pressure | diesel | medium | Environment | N2O [g/GJ_i] | N2O |  | g/GJ_i |  |  | 8 | lower | 2020
50 Diesel engine farm | Engine, peak plant - back pressure - diesel - medium | Engine, peak plant | back pressure | diesel | medium | Environment | N2O [g/GJ_i] | N2O |  | g/GJ_i |  |  | 8 | upper | 2020
50 Diesel engine farm | Engine, peak plant - back pressure - diesel - medium | Engine, peak plant | back pressure | diesel | medium | Environment | N2O [g/GJ_i] | N2O |  | g/GJ_i |  |  | 8 | ctrl | 2030 | 2.1
50 Diesel engine farm | Engine, peak plant - back pressure - diesel - medium | Engine, peak plant | back pressure | diesel | medium | Environment | N2O [g/GJ_i] | N2O |  | g/GJ_i |  |  | 8 | ctrl | 2050 | 2.1
50 Diesel engine farm | Engine, peak plant - back pressure - diesel - medium | Engine, peak plant | back pressure | diesel | medium | Environment | N2O [g/GJ_i] | N2O |  | g/GJ_i |  |  | 8 | lower | 2050
50 Diesel engine farm | Engine, peak plant - back pressure - diesel - medium | Engine, peak plant | back pressure | diesel | medium | Environment | N2O [g/GJ_i] | N2O |  | g/GJ_i |  |  | 8 | upper | 2050
50 Diesel engine farm | Engine, peak plant - back pressure - diesel - medium | Engine, peak plant | back pressure | diesel | medium | Environment | NOX [g/GJ_i] | NOX |  | g/GJ_i |  |  | 8 | ctrl | 2015 | 942
50 Diesel engine farm | Engine, peak plant - back pressure - diesel - medium | Engine, peak plant | back pressure | diesel | medium | Environment | NOX [g/GJ_i] | NOX |  | g/GJ_i |  |  | 8 | ctrl | 2020 | 942
50 Diesel engine farm | Engine, peak plant - back pressure - diesel - medium | Engine, peak plant | back pressure | diesel | medium | Environment | NOX [g/GJ_i] | NOX |  | g/GJ_i |  |  | 8 | lower | 2020
50 Diesel engine farm | Engine, peak plant - back pressure - diesel - medium | Engine, peak plant | back pressure | diesel | medium | Environment | NOX [g/GJ_i] | NOX |  | g/GJ_i |  |  | 8 | upper | 2020
50 Diesel engine farm | Engine, peak plant - back pressure - diesel - medium | Engine, peak plant | back pressure | diesel | medium | Environment | NOX [g/GJ_i] | NOX |  | g/GJ_i |  |  | 8 | ctrl | 2030 | 942
50 Diesel engine farm | Engine, peak plant - back pressure - diesel - medium | Engine, peak plant | back pressure | diesel | medium | Environment | NOX [g/GJ_i] | NOX |  | g/GJ_i |  |  | 8 | ctrl | 2050 | 942
50 Diesel engine farm | Engine, peak plant - back pressure - diesel - medium | Engine, peak plant | back pressure | diesel | medium | Environment | NOX [g/GJ_i] | NOX |  | g/GJ_i |  |  | 8 | lower | 2050
50 Diesel engine farm | Engine, peak plant - back pressure - diesel - medium | Engine, peak plant | back pressure | diesel | medium | Environment | NOX [g/GJ_i] | NOX |  | g/GJ_i |  |  | 8 | upper | 2050
50 Diesel engine farm | Engine, peak plant - back pressure - diesel - medium | Engine, peak plant | back pressure | diesel | medium | Environment | Particles [g/GJ_i] | Particles |  | g/GJ_i |  |  | 8 | ctrl | 2015 | 5
50 Diesel engine farm | Engine, peak plant - back pressure - diesel - medium | Engine, peak plant | back pressure | diesel | medium | Environment | Particles [g/GJ_i] | Particles |  | g/GJ_i |  |  | 8 | ctrl | 2020 | 5
50 Diesel engine farm | Engine, peak plant - back pressure - diesel - medium | Engine, peak plant | back pressure | diesel | medium | Environment | Particles [g/GJ_i] | Particles |  | g/GJ_i |  |  | 8 | lower | 2020
50 Diesel engine farm | Engine, peak plant - back pressure - diesel - medium | Engine, peak plant | back pressure | diesel | medium | Environment | Particles [g/GJ_i] | Particles |  | g/GJ_i |  |  | 8 | upper | 2020
50 Diesel engine farm | Engine, peak plant - back pressure - diesel - medium | Engine, peak plant | back pressure | diesel | medium | Environment | Particles [g/GJ_i] | Particles |  | g/GJ_i |  |  | 8 | ctrl | 2030 | 5
50 Diesel engine farm | Engine, peak plant - back pressure - diesel - medium | Engine, peak plant | back pressure | diesel | medium | Environment | Particles [g/GJ_i] | Particles |  | g/GJ_i |  |  | 8 | ctrl | 2050 | 5
50 Diesel engine farm | Engine, peak plant - back pressure - diesel - medium | Engine, peak plant | back pressure | diesel | medium | Environment | Particles [g/GJ_i] | Particles |  | g/GJ_i |  |  | 8 | lower | 2050
50 Diesel engine farm | Engine, peak plant - back pressure - diesel - medium | Engine, peak plant | back pressure | diesel | medium | Environment | Particles [g/GJ_i] | Particles |  | g/GJ_i |  |  | 8 | upper | 2050
50 Diesel engine farm | Engine, peak plant - back pressure - diesel - medium | Engine, peak plant | back pressure | diesel | medium | Environment | SO2 [g/GJ_i] | SO2 |  | g/GJ_i |  | I | 8 | ctrl | 2015 | 23
50 Diesel engine farm | Engine, peak plant - back pressure - diesel - medium | Engine, peak plant | back pressure | diesel | medium | Environment | SO2 [g/GJ_i] | SO2 |  | g/GJ_i |  | I | 8 | ctrl | 2020 | 23
50 Diesel engine farm | Engine, peak plant - back pressure - diesel - medium | Engine, peak plant | back pressure | diesel | medium | Environment | SO2 [g/GJ_i] | SO2 |  | g/GJ_i |  | I | 8 | lower | 2020
50 Diesel engine farm | Engine, peak plant - back pressure - diesel - medium | Engine, peak plant | back pressure | diesel | medium | Environment | SO2 [g/GJ_i] | SO2 |  | g/GJ_i |  | I | 8 | upper | 2020
50 Diesel engine farm | Engine, peak plant - back pressure - diesel - medium | Engine, peak plant | back pressure | diesel | medium | Environment | SO2 [g/GJ_i] | SO2 |  | g/GJ_i |  | I | 8 | ctrl | 2030 | 23
50 Diesel engine farm | Engine, peak plant - back pressure - diesel - medium | Engine, peak plant | back pressure | diesel | medium | Environment | SO2 [g/GJ_i] | SO2 |  | g/GJ_i |  | I | 8 | ctrl | 2050 | 23
50 Diesel engine farm | Engine, peak plant - back pressure - diesel - medium | Engine, peak plant | back pressure | diesel | medium | Environment | SO2 [g/GJ_i] | SO2 |  | g/GJ_i |  | I | 8 | lower | 2050
50 Diesel engine farm | Engine, peak plant - back pressure - diesel - medium | Engine, peak plant | back pressure | diesel | medium | Environment | SO2 [g/GJ_i] | SO2 |  | g/GJ_i |  | I | 8 | upper | 2050
50 Diesel engine farm | Engine, peak plant - back pressure - diesel - medium | Engine, peak plant | back pressure | diesel | medium | Financial data | Nominal investment (equipment) [2015-MEUR/MW_e] | Nominal investment | equipment | MEUR/MW_e | 2015 | L |  | ctrl | 2015 | 0.2275
50 Diesel engine farm | Engine, peak plant - back pressure - diesel - medium | Engine, peak plant | back pressure | diesel | medium | Financial data | Nominal investment (equipment) [2015-MEUR/MW_e] | Nominal investment | equipment | MEUR/MW_e | 2015 | L |  | ctrl | 2020 | 0.22295
50 Diesel engine farm | Engine, peak plant - back pressure - diesel - medium | Engine, peak plant | back pressure | diesel | medium | Financial data | Nominal investment (equipment) [2015-MEUR/MW_e] | Nominal investment | equipment | MEUR/MW_e | 2015 | L |  | lower | 2020
50 Diesel engine farm | Engine, peak plant - back pressure - diesel - medium | Engine, peak plant | back pressure | diesel | medium | Financial data | Nominal investment (equipment) [2015-MEUR/MW_e] | Nominal investment | equipment | MEUR/MW_e | 2015 | L |  | upper | 2020
50 Diesel engine farm | Engine, peak plant - back pressure - diesel - medium | Engine, peak plant | back pressure | diesel | medium | Financial data | Nominal investment (equipment) [2015-MEUR/MW_e] | Nominal investment | equipment | MEUR/MW_e | 2015 | L |  | ctrl | 2030 | 0.22295
50 Diesel engine farm | Engine, peak plant - back pressure - diesel - medium | Engine, peak plant | back pressure | diesel | medium | Financial data | Nominal investment (equipment) [2015-MEUR/MW_e] | Nominal investment | equipment | MEUR/MW_e | 2015 | L |  | ctrl | 2050 | 0.2184
50 Diesel engine farm | Engine, peak plant - back pressure - diesel - medium | Engine, peak plant | back pressure | diesel | medium | Financial data | Nominal investment (equipment) [2015-MEUR/MW_e] | Nominal investment | equipment | MEUR/MW_e | 2015 | L |  | lower | 2050
50 Diesel engine farm | Engine, peak plant - back pressure - diesel - medium | Engine, peak plant | back pressure | diesel | medium | Financial data | Nominal investment (equipment) [2015-MEUR/MW_e] | Nominal investment | equipment | MEUR/MW_e | 2015 | L |  | upper | 2050
50 Diesel engine farm | Engine, peak plant - back pressure - diesel - medium | Engine, peak plant | back pressure | diesel | medium | Financial data | Nominal investment (installation) [2015-MEUR/MW_e] | Nominal investment | installation | MEUR/MW_e | 2015 | L |  | ctrl | 2015 | 0.1225
50 Diesel engine farm | Engine, peak plant - back pressure - diesel - medium | Engine, peak plant | back pressure | diesel | medium | Financial data | Nominal investment (installation) [2015-MEUR/MW_e] | Nominal investment | installation | MEUR/MW_e | 2015 | L |  | ctrl | 2020 | 0.12005
50 Diesel engine farm | Engine, peak plant - back pressure - diesel - medium | Engine, peak plant | back pressure | diesel | medium | Financial data | Nominal investment (installation) [2015-MEUR/MW_e] | Nominal investment | installation | MEUR/MW_e | 2015 | L |  | lower | 2020
50 Diesel engine farm | Engine, peak plant - back pressure - diesel - medium | Engine, peak plant | back pressure | diesel | medium | Financial data | Nominal investment (installation) [2015-MEUR/MW_e] | Nominal investment | installation | MEUR/MW_e | 2015 | L |  | upper | 2020
50 Diesel engine farm | Engine, peak plant - back pressure - diesel - medium | Engine, peak plant | back pressure | diesel | medium | Financial data | Nominal investment (installation) [2015-MEUR/MW_e] | Nominal investment | installation | MEUR/MW_e | 2015 | L |  | ctrl | 2030 | 0.12005
50 Diesel engine farm | Engine, peak plant - back pressure - diesel - medium | Engine, peak plant | back pressure | diesel | medium | Financial data | Nominal investment (installation) [2015-MEUR/MW_e] | Nominal investment | installation | MEUR/MW_e | 2015 | L |  | ctrl | 2050 | 0.1176
50 Diesel engine farm | Engine, peak plant - back pressure - diesel - medium | Engine, peak plant | back pressure | diesel | medium | Financial data | Nominal investment (installation) [2015-MEUR/MW_e] | Nominal investment | installation | MEUR/MW_e | 2015 | L |  | lower | 2050
50 Diesel engine farm | Engine, peak plant - back pressure - diesel - medium | Engine, peak plant | back pressure | diesel | medium | Financial data | Nominal investment (installation) [2015-MEUR/MW_e] | Nominal investment | installation | MEUR/MW_e | 2015 | L |  | upper | 2050
50 Diesel engine farm | Engine, peak plant - back pressure - diesel - medium | Engine, peak plant | back pressure | diesel | medium | Financial data | Fixed O&M (*total) [2015-EUR/MW_e/y] | Fixed O&M | *total | EUR/MW_e/y | 2015 | [D, P, Q] | 6 | ctrl | 2015 | 8800
50 Diesel engine farm | Engine, peak plant - back pressure - diesel - medium | Engine, peak plant | back pressure | diesel | medium | Financial data | Fixed O&M (*total) [2015-EUR/MW_e/y] | Fixed O&M | *total | EUR/MW_e/y | 2015 | [D, P, Q] | 6 | ctrl | 2020 | 8800
50 Diesel engine farm | Engine, peak plant - back pressure - diesel - medium | Engine, peak plant | back pressure | diesel | medium | Financial data | Fixed O&M (*total) [2015-EUR/MW_e/y] | Fixed O&M | *total | EUR/MW_e/y | 2015 | [D, P, Q] | 6 | lower | 2020
50 Diesel engine farm | Engine, peak plant - back pressure - diesel - medium | Engine, peak plant | back pressure | diesel | medium | Financial data | Fixed O&M (*total) [2015-EUR/MW_e/y] | Fixed O&M | *total | EUR/MW_e/y | 2015 | [D, P, Q] | 6 | upper | 2020
50 Diesel engine farm | Engine, peak plant - back pressure - diesel - medium | Engine, peak plant | back pressure | diesel | medium | Financial data | Fixed O&M (*total) [2015-EUR/MW_e/y] | Fixed O&M | *total | EUR/MW_e/y | 2015 | [D, P, Q] | 6 | ctrl | 2030 | 8448
50 Diesel engine farm | Engine, peak plant - back pressure - diesel - medium | Engine, peak plant | back pressure | diesel | medium | Financial data | Fixed O&M (*total) [2015-EUR/MW_e/y] | Fixed O&M | *total | EUR/MW_e/y | 2015 | [D, P, Q] | 6 | ctrl | 2050 | 8096
50 Diesel engine farm | Engine, peak plant - back pressure - diesel - medium | Engine, peak plant | back pressure | diesel | medium | Financial data | Fixed O&M (*total) [2015-EUR/MW_e/y] | Fixed O&M | *total | EUR/MW_e/y | 2015 | [D, P, Q] | 6 | lower | 2050
50 Diesel engine farm | Engine, peak plant - back pressure - diesel - medium | Engine, peak plant | back pressure | diesel | medium | Financial data | Fixed O&M (*total) [2015-EUR/MW_e/y] | Fixed O&M | *total | EUR/MW_e/y | 2015 | [D, P, Q] | 6 | upper | 2050
50 Diesel engine farm | Engine, peak plant - back pressure - diesel - medium | Engine, peak plant | back pressure | diesel | medium | Financial data | Nominal investment (*total) [2015-MEUR/MW_e] | Nominal investment | *total | MEUR/MW_e | 2015 | [M, N, O] | [1, 6, 9, 10] | ctrl | 2015 | 0.35
50 Diesel engine farm | Engine, peak plant - back pressure - diesel - medium | Engine, peak plant | back pressure | diesel | medium | Financial data | Nominal investment (*total) [2015-MEUR/MW_e] | Nominal investment | *total | MEUR/MW_e | 2015 | [M, N, O] | [1, 6, 9, 10] | ctrl | 2020 | 0.343
50 Diesel engine farm | Engine, peak plant - back pressure - diesel - medium | Engine, peak plant | back pressure | diesel | medium | Financial data | Nominal investment (*total) [2015-MEUR/MW_e] | Nominal investment | *total | MEUR/MW_e | 2015 | [M, N, O] | [1, 6, 9, 10] | lower | 2020 | 0.2744
50 Diesel engine farm | Engine, peak plant - back pressure - diesel - medium | Engine, peak plant | back pressure | diesel | medium | Financial data | Nominal investment (*total) [2015-MEUR/MW_e] | Nominal investment | *total | MEUR/MW_e | 2015 | [M, N, O] | [1, 6, 9, 10] | upper | 2020 | 0.4116
50 Diesel engine farm | Engine, peak plant - back pressure - diesel - medium | Engine, peak plant | back pressure | diesel | medium | Financial data | Nominal investment (*total) [2015-MEUR/MW_e] | Nominal investment | *total | MEUR/MW_e | 2015 | [M, N, O] | [1, 6, 9, 10] | ctrl | 2030 | 0.343
50 Diesel engine farm | Engine, peak plant - back pressure - diesel - medium | Engine, peak plant | back pressure | diesel | medium | Financial data | Nominal investment (*total) [2015-MEUR/MW_e] | Nominal investment | *total | MEUR/MW_e | 2015 | [M, N, O] | [1, 6, 9, 10] | ctrl | 2050 | 0.336
50 Diesel engine farm | Engine, peak plant - back pressure - diesel - medium | Engine, peak plant | back pressure | diesel | medium | Financial data | Nominal investment (*total) [2015-MEUR/MW_e] | Nominal investment | *total | MEUR/MW_e | 2015 | [M, N, O] | [1, 6, 9, 10] | lower | 2050 | 0.2352
50 Diesel engine farm | Engine, peak plant - back pressure - diesel - medium | Engine, peak plant | back pressure | diesel | medium | Financial data | Nominal investment (*total) [2015-MEUR/MW_e] | Nominal investment | *total | MEUR/MW_e | 2015 | [M, N, O] | [1, 6, 9, 10] | upper | 2050 | 0.4368
50 Diesel engine farm | Engine, peak plant - back pressure - diesel - medium | Engine, peak plant | back pressure | diesel | medium | Financial data | Startup cost [2015-EUR/MW_e/startup] | Startup cost |  | EUR/MW_e/startup | 2015 | R | [6, 11] | ctrl | 2015
50 Diesel engine farm | Engine, peak plant - back pressure - diesel - medium | Engine, peak plant | back pressure | diesel | medium | Financial data | Startup cost [2015-EUR/MW_e/startup] | Startup cost |  | EUR/MW_e/startup | 2015 | R | [6, 11] | ctrl | 2020
50 Diesel engine farm | Engine, peak plant - back pressure - diesel - medium | Engine, peak plant | back pressure | diesel | medium | Financial data | Startup cost [2015-EUR/MW_e/startup] | Startup cost |  | EUR/MW_e/startup | 2015 | R | [6, 11] | lower | 2020
50 Diesel engine farm | Engine, peak plant - back pressure - diesel - medium | Engine, peak plant | back pressure | diesel | medium | Financial data | Startup cost [2015-EUR/MW_e/startup] | Startup cost |  | EUR/MW_e/startup | 2015 | R | [6, 11] | upper | 2020
50 Diesel engine farm | Engine, peak plant - back pressure - diesel - medium | Engine, peak plant | back pressure | diesel | medium | Financial data | Startup cost [2015-EUR/MW_e/startup] | Startup cost |  | EUR/MW_e/startup | 2015 | R | [6, 11] | ctrl | 2030
50 Diesel engine farm | Engine, peak plant - back pressure - diesel - medium | Engine, peak plant | back pressure | diesel | medium | Financial data | Startup cost [2015-EUR/MW_e/startup] | Startup cost |  | EUR/MW_e/startup | 2015 | R | [6, 11] | ctrl | 2050
50 Diesel engine farm | Engine, peak plant - back pressure - diesel - medium | Engine, peak plant | back pressure | diesel | medium | Financial data | Startup cost [2015-EUR/MW_e/startup] | Startup cost |  | EUR/MW_e/startup | 2015 | R | [6, 11] | lower | 2050
50 Diesel engine farm | Engine, peak plant - back pressure - diesel - medium | Engine, peak plant | back pressure | diesel | medium | Financial data | Startup cost [2015-EUR/MW_e/startup] | Startup cost |  | EUR/MW_e/startup | 2015 | R | [6, 11] | upper | 2050
50 Diesel engine farm | Engine, peak plant - back pressure - diesel - medium | Engine, peak plant | back pressure | diesel | medium | Financial data | Variable O&M (*total) [2015-EUR/MWh_e] | Variable O&M | *total | EUR/MWh_e | 2015 |  | [11, 12, 13] | ctrl | 2015 | 6
50 Diesel engine farm | Engine, peak plant - back pressure - diesel - medium | Engine, peak plant | back pressure | diesel | medium | Financial data | Variable O&M (*total) [2015-EUR/MWh_e] | Variable O&M | *total | EUR/MWh_e | 2015 |  | [11, 12, 13] | ctrl | 2020 | 6
50 Diesel engine farm | Engine, peak plant - back pressure - diesel - medium | Engine, peak plant | back pressure | diesel | medium | Financial data | Variable O&M (*total) [2015-EUR/MWh_e] | Variable O&M | *total | EUR/MWh_e | 2015 |  | [11, 12, 13] | lower | 2020 | 2.6
50 Diesel engine farm | Engine, peak plant - back pressure - diesel - medium | Engine, peak plant | back pressure | diesel | medium | Financial data | Variable O&M (*total) [2015-EUR/MWh_e] | Variable O&M | *total | EUR/MWh_e | 2015 |  | [11, 12, 13] | upper | 2020 | 8.5
50 Diesel engine farm | Engine, peak plant - back pressure - diesel - medium | Engine, peak plant | back pressure | diesel | medium | Financial data | Variable O&M (*total) [2015-EUR/MWh_e] | Variable O&M | *total | EUR/MWh_e | 2015 |  | [11, 12, 13] | ctrl | 2030 | 6
50 Diesel engine farm | Engine, peak plant - back pressure - diesel - medium | Engine, peak plant | back pressure | diesel | medium | Financial data | Variable O&M (*total) [2015-EUR/MWh_e] | Variable O&M | *total | EUR/MWh_e | 2015 |  | [11, 12, 13] | ctrl | 2050 | 6
50 Diesel engine farm | Engine, peak plant - back pressure - diesel - medium | Engine, peak plant | back pressure | diesel | medium | Financial data | Variable O&M (*total) [2015-EUR/MWh_e] | Variable O&M | *total | EUR/MWh_e | 2015 |  | [11, 12, 13] | lower | 2050 | 2.6
50 Diesel engine farm | Engine, peak plant - back pressure - diesel - medium | Engine, peak plant | back pressure | diesel | medium | Financial data | Variable O&M (*total) [2015-EUR/MWh_e] | Variable O&M | *total | EUR/MWh_e | 2015 |  | [11, 12, 13] | upper | 2050 | 8.5
50 Diesel engine farm | Engine, peak plant - back pressure - diesel - medium | Engine, peak plant | back pressure | diesel | medium | Regulation ability | Cold start-up time [hours] | Cold start-up time |  | hours |  | H | 6 | ctrl | 2015 | 0.085
50 Diesel engine farm | Engine, peak plant - back pressure - diesel - medium | Engine, peak plant | back pressure | diesel | medium | Regulation ability | Cold start-up time [hours] | Cold start-up time |  | hours |  | H | 6 | ctrl | 2020 | 0.085
50 Diesel engine farm | Engine, peak plant - back pressure - diesel - medium | Engine, peak plant | back pressure | diesel | medium | Regulation ability | Cold start-up time [hours] | Cold start-up time |  | hours |  | H | 6 | lower | 2020 | 0.051
50 Diesel engine farm | Engine, peak plant - back pressure - diesel - medium | Engine, peak plant | back pressure | diesel | medium | Regulation ability | Cold start-up time [hours] | Cold start-up time |  | hours |  | H | 6 | upper | 2020 | 0.17
50 Diesel engine farm | Engine, peak plant - back pressure - diesel - medium | Engine, peak plant | back pressure | diesel | medium | Regulation ability | Cold start-up time [hours] | Cold start-up time |  | hours |  | H | 6 | ctrl | 2030 | 0.085
50 Diesel engine farm | Engine, peak plant - back pressure - diesel - medium | Engine, peak plant | back pressure | diesel | medium | Regulation ability | Cold start-up time [hours] | Cold start-up time |  | hours |  | H | 6 | ctrl | 2050 | 0.085
50 Diesel engine farm | Engine, peak plant - back pressure - diesel - medium | Engine, peak plant | back pressure | diesel | medium | Regulation ability | Cold start-up time [hours] | Cold start-up time |  | hours |  | H | 6 | lower | 2050
50 Diesel engine farm | Engine, peak plant - back pressure - diesel - medium | Engine, peak plant | back pressure | diesel | medium | Regulation ability | Cold start-up time [hours] | Cold start-up time |  | hours |  | H | 6 | upper | 2050
50 Diesel engine farm | Engine, peak plant - back pressure - diesel - medium | Engine, peak plant | back pressure | diesel | medium | Regulation ability | Minimum load (of full load) [] | Minimum load | of full load | [] |  | G |  | ctrl | 2015 | 0.01
50 Diesel engine farm | Engine, peak plant - back pressure - diesel - medium | Engine, peak plant | back pressure | diesel | medium | Regulation ability | Minimum load (of full load) [] | Minimum load | of full load | [] |  | G |  | ctrl | 2020 | 0.01
50 Diesel engine farm | Engine, peak plant - back pressure - diesel - medium | Engine, peak plant | back pressure | diesel | medium | Regulation ability | Minimum load (of full load) [] | Minimum load | of full load | [] |  | G |  | lower | 2020
50 Diesel engine farm | Engine, peak plant - back pressure - diesel - medium | Engine, peak plant | back pressure | diesel | medium | Regulation ability | Minimum load (of full load) [] | Minimum load | of full load | [] |  | G |  | upper | 2020
50 Diesel engine farm | Engine, peak plant - back pressure - diesel - medium | Engine, peak plant | back pressure | diesel | medium | Regulation ability | Minimum load (of full load) [] | Minimum load | of full load | [] |  | G |  | ctrl | 2030 | 0.01
50 Diesel engine farm | Engine, peak plant - back pressure - diesel - medium | Engine, peak plant | back pressure | diesel | medium | Regulation ability | Minimum load (of full load) [] | Minimum load | of full load | [] |  | G |  | ctrl | 2050 | 0.01
50 Diesel engine farm | Engine, peak plant - back pressure - diesel - medium | Engine, peak plant | back pressure | diesel | medium | Regulation ability | Minimum load (of full load) [] | Minimum load | of full load | [] |  | G |  | lower | 2050
50 Diesel engine farm | Engine, peak plant - back pressure - diesel - medium | Engine, peak plant | back pressure | diesel | medium | Regulation ability | Minimum load (of full load) [] | Minimum load | of full load | [] |  | G |  | upper | 2050
50 Diesel engine farm | Engine, peak plant - back pressure - diesel - medium | Engine, peak plant | back pressure | diesel | medium | Regulation ability | Primary regulation (of full load, per 30 seconds) [] | Primary regulation | of full load, per 30 seconds | [] |  | F | 6 | ctrl | 2015 | 1
50 Diesel engine farm | Engine, peak plant - back pressure - diesel - medium | Engine, peak plant | back pressure | diesel | medium | Regulation ability | Primary regulation (of full load, per 30 seconds) [] | Primary regulation | of full load, per 30 seconds | [] |  | F | 6 | ctrl | 2020 | 1
50 Diesel engine farm | Engine, peak plant - back pressure - diesel - medium | Engine, peak plant | back pressure | diesel | medium | Regulation ability | Primary regulation (of full load, per 30 seconds) [] | Primary regulation | of full load, per 30 seconds | [] |  | F | 6 | lower | 2020
50 Diesel engine farm | Engine, peak plant - back pressure - diesel - medium | Engine, peak plant | back pressure | diesel | medium | Regulation ability | Primary regulation (of full load, per 30 seconds) [] | Primary regulation | of full load, per 30 seconds | [] |  | F | 6 | upper | 2020
50 Diesel engine farm | Engine, peak plant - back pressure - diesel - medium | Engine, peak plant | back pressure | diesel | medium | Regulation ability | Primary regulation (of full load, per 30 seconds) [] | Primary regulation | of full load, per 30 seconds | [] |  | F | 6 | ctrl | 2030 | 1
50 Diesel engine farm | Engine, peak plant - back pressure - diesel - medium | Engine, peak plant | back pressure | diesel | medium | Regulation ability | Primary regulation (of full load, per 30 seconds) [] | Primary regulation | of full load, per 30 seconds | [] |  | F | 6 | ctrl | 2050 | 1
50 Diesel engine farm | Engine, peak plant - back pressure - diesel - medium | Engine, peak plant | back pressure | diesel | medium | Regulation ability | Primary regulation (of full load, per 30 seconds) [] | Primary regulation | of full load, per 30 seconds | [] |  | F | 6 | lower | 2050
50 Diesel engine farm | Engine, peak plant - back pressure - diesel - medium | Engine, peak plant | back pressure | diesel | medium | Regulation ability | Primary regulation (of full load, per 30 seconds) [] | Primary regulation | of full load, per 30 seconds | [] |  | F | 6 | upper | 2050
50 Diesel engine farm | Engine, peak plant - back pressure - diesel - medium | Engine, peak plant | back pressure | diesel | medium | Regulation ability | Secondary regulation (of full load, per minute) [] | Secondary regulation | of full load, per minute | [] |  | F | 6 | ctrl | 2015 | 1
50 Diesel engine farm | Engine, peak plant - back pressure - diesel - medium | Engine, peak plant | back pressure | diesel | medium | Regulation ability | Secondary regulation (of full load, per minute) [] | Secondary regulation | of full load, per minute | [] |  | F | 6 | ctrl | 2020 | 1
50 Diesel engine farm | Engine, peak plant - back pressure - diesel - medium | Engine, peak plant | back pressure | diesel | medium | Regulation ability | Secondary regulation (of full load, per minute) [] | Secondary regulation | of full load, per minute | [] |  | F | 6 | lower | 2020
50 Diesel engine farm | Engine, peak plant - back pressure - diesel - medium | Engine, peak plant | back pressure | diesel | medium | Regulation ability | Secondary regulation (of full load, per minute) [] | Secondary regulation | of full load, per minute | [] |  | F | 6 | upper | 2020
50 Diesel engine farm | Engine, peak plant - back pressure - diesel - medium | Engine, peak plant | back pressure | diesel | medium | Regulation ability | Secondary regulation (of full load, per minute) [] | Secondary regulation | of full load, per minute | [] |  | F | 6 | ctrl | 2030 | 1
50 Diesel engine farm | Engine, peak plant - back pressure - diesel - medium | Engine, peak plant | back pressure | diesel | medium | Regulation ability | Secondary regulation (of full load, per minute) [] | Secondary regulation | of full load, per minute | [] |  | F | 6 | ctrl | 2050 | 1
50 Diesel engine farm | Engine, peak plant - back pressure - diesel - medium | Engine, peak plant | back pressure | diesel | medium | Regulation ability | Secondary regulation (of full load, per minute) [] | Secondary regulation | of full load, per minute | [] |  | F | 6 | lower | 2050
50 Diesel engine farm | Engine, peak plant - back pressure - diesel - medium | Engine, peak plant | back pressure | diesel | medium | Regulation ability | Secondary regulation (of full load, per minute) [] | Secondary regulation | of full load, per minute | [] |  | F | 6 | upper | 2050
50 Diesel engine farm | Engine, peak plant - back pressure - diesel - medium | Engine, peak plant | back pressure | diesel | medium | Regulation ability | Warm start-up time [hours] | Warm start-up time |  | hours |  | H | [6, 7] | ctrl | 2015 | 0.016667
50 Diesel engine farm | Engine, peak plant - back pressure - diesel - medium | Engine, peak plant | back pressure | diesel | medium | Regulation ability | Warm start-up time [hours] | Warm start-up time |  | hours |  | H | [6, 7] | ctrl | 2020 | 0.016667
50 Diesel engine farm | Engine, peak plant - back pressure - diesel - medium | Engine, peak plant | back pressure | diesel | medium | Regulation ability | Warm start-up time [hours] | Warm start-up time |  | hours |  | H | [6, 7] | lower | 2020 | 0.0083333
50 Diesel engine farm | Engine, peak plant - back pressure - diesel - medium | Engine, peak plant | back pressure | diesel | medium | Regulation ability | Warm start-up time [hours] | Warm start-up time |  | hours |  | H | [6, 7] | upper | 2020 | 0.033333
50 Diesel engine farm | Engine, peak plant - back pressure - diesel - medium | Engine, peak plant | back pressure | diesel | medium | Regulation ability | Warm start-up time [hours] | Warm start-up time |  | hours |  | H | [6, 7] | ctrl | 2030 | 0.016667
50 Diesel engine farm | Engine, peak plant - back pressure - diesel - medium | Engine, peak plant | back pressure | diesel | medium | Regulation ability | Warm start-up time [hours] | Warm start-up time |  | hours |  | H | [6, 7] | ctrl | 2050 | 0.016667
50 Diesel engine farm | Engine, peak plant - back pressure - diesel - medium | Engine, peak plant | back pressure | diesel | medium | Regulation ability | Warm start-up time [hours] | Warm start-up time |  | hours |  | H | [6, 7] | lower | 2050
50 Diesel engine farm | Engine, peak plant - back pressure - diesel - medium | Engine, peak plant | back pressure | diesel | medium | Regulation ability | Warm start-up time [hours] | Warm start-up time |  | hours |  | H | [6, 7] | upper | 2050
51 Natural gas engine plant | Engine, peak plant - back pressure - natural gas - medium | Engine, peak plant | back pressure | natural gas | medium | Energy/technical data | Cb coefficient (50°C/100°C) | Cb coefficient | 50°C/100°C |  |  |  |  | ctrl | 2015
51 Natural gas engine plant | Engine, peak plant - back pressure - natural gas - medium | Engine, peak plant | back pressure | natural gas | medium | Energy/technical data | Cb coefficient (50°C/100°C) | Cb coefficient | 50°C/100°C |  |  |  |  | ctrl | 2020
51 Natural gas engine plant | Engine, peak plant - back pressure - natural gas - medium | Engine, peak plant | back pressure | natural gas | medium | Energy/technical data | Cb coefficient (50°C/100°C) | Cb coefficient | 50°C/100°C |  |  |  |  | lower | 2020
51 Natural gas engine plant | Engine, peak plant - back pressure - natural gas - medium | Engine, peak plant | back pressure | natural gas | medium | Energy/technical data | Cb coefficient (50°C/100°C) | Cb coefficient | 50°C/100°C |  |  |  |  | upper | 2020
51 Natural gas engine plant | Engine, peak plant - back pressure - natural gas - medium | Engine, peak plant | back pressure | natural gas | medium | Energy/technical data | Cb coefficient (50°C/100°C) | Cb coefficient | 50°C/100°C |  |  |  |  | ctrl | 2030
51 Natural gas engine plant | Engine, peak plant - back pressure - natural gas - medium | Engine, peak plant | back pressure | natural gas | medium | Energy/technical data | Cb coefficient (50°C/100°C) | Cb coefficient | 50°C/100°C |  |  |  |  | ctrl | 2050
51 Natural gas engine plant | Engine, peak plant - back pressure - natural gas - medium | Engine, peak plant | back pressure | natural gas | medium | Energy/technical data | Cb coefficient (50°C/100°C) | Cb coefficient | 50°C/100°C |  |  |  |  | lower | 2050
51 Natural gas engine plant | Engine, peak plant - back pressure - natural gas - medium | Engine, peak plant | back pressure | natural gas | medium | Energy/technical data | Cb coefficient (50°C/100°C) | Cb coefficient | 50°C/100°C |  |  |  |  | upper | 2050
51 Natural gas engine plant | Engine, peak plant - back pressure - natural gas - medium | Engine, peak plant | back pressure | natural gas | medium | Energy/technical data | Construction time [years] | Construction time |  | years |  |  | [4, 5] | ctrl | 2015 | 1
51 Natural gas engine plant | Engine, peak plant - back pressure - natural gas - medium | Engine, peak plant | back pressure | natural gas | medium | Energy/technical data | Construction time [years] | Construction time |  | years |  |  | [4, 5] | ctrl | 2020 | 1
51 Natural gas engine plant | Engine, peak plant - back pressure - natural gas - medium | Engine, peak plant | back pressure | natural gas | medium | Energy/technical data | Construction time [years] | Construction time |  | years |  |  | [4, 5] | lower | 2020
51 Natural gas engine plant | Engine, peak plant - back pressure - natural gas - medium | Engine, peak plant | back pressure | natural gas | medium | Energy/technical data | Construction time [years] | Construction time |  | years |  |  | [4, 5] | upper | 2020
51 Natural gas engine plant | Engine, peak plant - back pressure - natural gas - medium | Engine, peak plant | back pressure | natural gas | medium | Energy/technical data | Construction time [years] | Construction time |  | years |  |  | [4, 5] | ctrl | 2030 | 1
51 Natural gas engine plant | Engine, peak plant - back pressure - natural gas - medium | Engine, peak plant | back pressure | natural gas | medium | Energy/technical data | Construction time [years] | Construction time |  | years |  |  | [4, 5] | ctrl | 2050 | 1
51 Natural gas engine plant | Engine, peak plant - back pressure - natural gas - medium | Engine, peak plant | back pressure | natural gas | medium | Energy/technical data | Construction time [years] | Construction time |  | years |  |  | [4, 5] | lower | 2050
51 Natural gas engine plant | Engine, peak plant - back pressure - natural gas - medium | Engine, peak plant | back pressure | natural gas | medium | Energy/technical data | Construction time [years] | Construction time |  | years |  |  | [4, 5] | upper | 2050
51 Natural gas engine plant | Engine, peak plant - back pressure - natural gas - medium | Engine, peak plant | back pressure | natural gas | medium | Energy/technical data | Cv coefficient (50°C/100°C) | Cv coefficient | 50°C/100°C |  |  |  |  | ctrl | 2015
51 Natural gas engine plant | Engine, peak plant - back pressure - natural gas - medium | Engine, peak plant | back pressure | natural gas | medium | Energy/technical data | Cv coefficient (50°C/100°C) | Cv coefficient | 50°C/100°C |  |  |  |  | ctrl | 2020
51 Natural gas engine plant | Engine, peak plant - back pressure - natural gas - medium | Engine, peak plant | back pressure | natural gas | medium | Energy/technical data | Cv coefficient (50°C/100°C) | Cv coefficient | 50°C/100°C |  |  |  |  | lower | 2020
51 Natural gas engine plant | Engine, peak plant - back pressure - natural gas - medium | Engine, peak plant | back pressure | natural gas | medium | Energy/technical data | Cv coefficient (50°C/100°C) | Cv coefficient | 50°C/100°C |  |  |  |  | upper | 2020
51 Natural gas engine plant | Engine, peak plant - back pressure - natural gas - medium | Engine, peak plant | back pressure | natural gas | medium | Energy/technical data | Cv coefficient (50°C/100°C) | Cv coefficient | 50°C/100°C |  |  |  |  | ctrl | 2030
51 Natural gas engine plant | Engine, peak plant - back pressure - natural gas - medium | Engine, peak plant | back pressure | natural gas | medium | Energy/technical data | Cv coefficient (50°C/100°C) | Cv coefficient | 50°C/100°C |  |  |  |  | ctrl | 2050
51 Natural gas engine plant | Engine, peak plant - back pressure - natural gas - medium | Engine, peak plant | back pressure | natural gas | medium | Energy/technical data | Cv coefficient (50°C/100°C) | Cv coefficient | 50°C/100°C |  |  |  |  | lower | 2050
51 Natural gas engine plant | Engine, peak plant - back pressure - natural gas - medium | Engine, peak plant | back pressure | natural gas | medium | Energy/technical data | Cv coefficient (50°C/100°C) | Cv coefficient | 50°C/100°C |  |  |  |  | upper | 2050
51 Natural gas engine plant | Engine, peak plant - back pressure - natural gas - medium | Engine, peak plant | back pressure | natural gas | medium | Energy/technical data | Electrical efficiency (net, annual average) [] | Electrical efficiency | net, annual average | [] |  | D | 2 | ctrl | 2015 | 0.46
51 Natural gas engine plant | Engine, peak plant - back pressure - natural gas - medium | Engine, peak plant | back pressure | natural gas | medium | Energy/technical data | Electrical efficiency (net, annual average) [] | Electrical efficiency | net, annual average | [] |  | D | 2 | ctrl | 2020 | 0.46
51 Natural gas engine plant | Engine, peak plant - back pressure - natural gas - medium | Engine, peak plant | back pressure | natural gas | medium | Energy/technical data | Electrical efficiency (net, annual average) [] | Electrical efficiency | net, annual average | [] |  | D | 2 | lower | 2020
51 Natural gas engine plant | Engine, peak plant - back pressure - natural gas - medium | Engine, peak plant | back pressure | natural gas | medium | Energy/technical data | Electrical efficiency (net, annual average) [] | Electrical efficiency | net, annual average | [] |  | D | 2 | upper | 2020
51 Natural gas engine plant | Engine, peak plant - back pressure - natural gas - medium | Engine, peak plant | back pressure | natural gas | medium | Energy/technical data | Electrical efficiency (net, annual average) [] | Electrical efficiency | net, annual average | [] |  | D | 2 | ctrl | 2030 | 0.48
51 Natural gas engine plant | Engine, peak plant - back pressure - natural gas - medium | Engine, peak plant | back pressure | natural gas | medium | Energy/technical data | Electrical efficiency (net, annual average) [] | Electrical efficiency | net, annual average | [] |  | D | 2 | ctrl | 2050 | 0.48
51 Natural gas engine plant | Engine, peak plant - back pressure - natural gas - medium | Engine, peak plant | back pressure | natural gas | medium | Energy/technical data | Electrical efficiency (net, annual average) [] | Electrical efficiency | net, annual average | [] |  | D | 2 | lower | 2050
51 Natural gas engine plant | Engine, peak plant - back pressure - natural gas - medium | Engine, peak plant | back pressure | natural gas | medium | Energy/technical data | Electrical efficiency (net, annual average) [] | Electrical efficiency | net, annual average | [] |  | D | 2 | upper | 2050
51 Natural gas engine plant | Engine, peak plant - back pressure - natural gas - medium | Engine, peak plant | back pressure | natural gas | medium | Energy/technical data | Electrical efficiency (net, name plate) [] | Electrical efficiency | net, name plate | [] |  | C | 1 | ctrl | 2015 | 0.48
51 Natural gas engine plant | Engine, peak plant - back pressure - natural gas - medium | Engine, peak plant | back pressure | natural gas | medium | Energy/technical data | Electrical efficiency (net, name plate) [] | Electrical efficiency | net, name plate | [] |  | C | 1 | ctrl | 2020 | 0.48
51 Natural gas engine plant | Engine, peak plant - back pressure - natural gas - medium | Engine, peak plant | back pressure | natural gas | medium | Energy/technical data | Electrical efficiency (net, name plate) [] | Electrical efficiency | net, name plate | [] |  | C | 1 | lower | 2020
51 Natural gas engine plant | Engine, peak plant - back pressure - natural gas - medium | Engine, peak plant | back pressure | natural gas | medium | Energy/technical data | Electrical efficiency (net, name plate) [] | Electrical efficiency | net, name plate | [] |  | C | 1 | upper | 2020
51 Natural gas engine plant | Engine, peak plant - back pressure - natural gas - medium | Engine, peak plant | back pressure | natural gas | medium | Energy/technical data | Electrical efficiency (net, name plate) [] | Electrical efficiency | net, name plate | [] |  | C | 1 | ctrl | 2030 | 0.5
51 Natural gas engine plant | Engine, peak plant - back pressure - natural gas - medium | Engine, peak plant | back pressure | natural gas | medium | Energy/technical data | Electrical efficiency (net, name plate) [] | Electrical efficiency | net, name plate | [] |  | C | 1 | ctrl | 2050 | 0.5
51 Natural gas engine plant | Engine, peak plant - back pressure - natural gas - medium | Engine, peak plant | back pressure | natural gas | medium | Energy/technical data | Electrical efficiency (net, name plate) [] | Electrical efficiency | net, name plate | [] |  | C | 1 | lower | 2050
51 Natural gas engine plant | Engine, peak plant - back pressure - natural gas - medium | Engine, peak plant | back pressure | natural gas | medium | Energy/technical data | Electrical efficiency (net, name plate) [] | Electrical efficiency | net, name plate | [] |  | C | 1 | upper | 2050
51 Natural gas engine plant | Engine, peak plant - back pressure - natural gas - medium | Engine, peak plant | back pressure | natural gas | medium | Energy/technical data | Forced outage [] | Forced outage |  | [] |  |  | 3 | ctrl | 2015 | 0.009
51 Natural gas engine plant | Engine, peak plant - back pressure - natural gas - medium | Engine, peak plant | back pressure | natural gas | medium | Energy/technical data | Forced outage [] | Forced outage |  | [] |  |  | 3 | ctrl | 2020 | 0.009
51 Natural gas engine plant | Engine, peak plant - back pressure - natural gas - medium | Engine, peak plant | back pressure | natural gas | medium | Energy/technical data | Forced outage [] | Forced outage |  | [] |  |  | 3 | lower | 2020
51 Natural gas engine plant | Engine, peak plant - back pressure - natural gas - medium | Engine, peak plant | back pressure | natural gas | medium | Energy/technical data | Forced outage [] | Forced outage |  | [] |  |  | 3 | upper | 2020
51 Natural gas engine plant | Engine, peak plant - back pressure - natural gas - medium | Engine, peak plant | back pressure | natural gas | medium | Energy/technical data | Forced outage [] | Forced outage |  | [] |  |  | 3 | ctrl | 2030 | 0.009
51 Natural gas engine plant | Engine, peak plant - back pressure - natural gas - medium | Engine, peak plant | back pressure | natural gas | medium | Energy/technical data | Forced outage [] | Forced outage |  | [] |  |  | 3 | ctrl | 2050 | 0.009
51 Natural gas engine plant | Engine, peak plant - back pressure - natural gas - medium | Engine, peak plant | back pressure | natural gas | medium | Energy/technical data | Forced outage [] | Forced outage |  | [] |  |  | 3 | lower | 2050
51 Natural gas engine plant | Engine, peak plant - back pressure - natural gas - medium | Engine, peak plant | back pressure | natural gas | medium | Energy/technical data | Forced outage [] | Forced outage |  | [] |  |  | 3 | upper | 2050
51 Natural gas engine plant | Engine, peak plant - back pressure - natural gas - medium | Engine, peak plant | back pressure | natural gas | medium | Energy/technical data | Generating capacity for one unit [MW_e] | Generating capacity for one unit |  | MW_e |  | [A, B] |  | ctrl | 2015 | 200
51 Natural gas engine plant | Engine, peak plant - back pressure - natural gas - medium | Engine, peak plant | back pressure | natural gas | medium | Energy/technical data | Generating capacity for one unit [MW_e] | Generating capacity for one unit |  | MW_e |  | [A, B] |  | ctrl | 2020 | 200
51 Natural gas engine plant | Engine, peak plant - back pressure - natural gas - medium | Engine, peak plant | back pressure | natural gas | medium | Energy/technical data | Generating capacity for one unit [MW_e] | Generating capacity for one unit |  | MW_e |  | [A, B] |  | lower | 2020
51 Natural gas engine plant | Engine, peak plant - back pressure - natural gas - medium | Engine, peak plant | back pressure | natural gas | medium | Energy/technical data | Generating capacity for one unit [MW_e] | Generating capacity for one unit |  | MW_e |  | [A, B] |  | upper | 2020
51 Natural gas engine plant | Engine, peak plant - back pressure - natural gas - medium | Engine, peak plant | back pressure | natural gas | medium | Energy/technical data | Generating capacity for one unit [MW_e] | Generating capacity for one unit |  | MW_e |  | [A, B] |  | ctrl | 2030 | 200
51 Natural gas engine plant | Engine, peak plant - back pressure - natural gas - medium | Engine, peak plant | back pressure | natural gas | medium | Energy/technical data | Generating capacity for one unit [MW_e] | Generating capacity for one unit |  | MW_e |  | [A, B] |  | ctrl | 2050 | 200
51 Natural gas engine plant | Engine, peak plant - back pressure - natural gas - medium | Engine, peak plant | back pressure | natural gas | medium | Energy/technical data | Generating capacity for one unit [MW_e] | Generating capacity for one unit |  | MW_e |  | [A, B] |  | lower | 2050
51 Natural gas engine plant | Engine, peak plant - back pressure - natural gas - medium | Engine, peak plant | back pressure | natural gas | medium | Energy/technical data | Generating capacity for one unit [MW_e] | Generating capacity for one unit |  | MW_e |  | [A, B] |  | upper | 2050
51 Natural gas engine plant | Engine, peak plant - back pressure - natural gas - medium | Engine, peak plant | back pressure | natural gas | medium | Energy/technical data | Planned outage [weeks per year] | Planned outage |  | weeks per year |  | E |  | ctrl | 2015 | 0.028571
51 Natural gas engine plant | Engine, peak plant - back pressure - natural gas - medium | Engine, peak plant | back pressure | natural gas | medium | Energy/technical data | Planned outage [weeks per year] | Planned outage |  | weeks per year |  | E |  | ctrl | 2020 | 0.028571
51 Natural gas engine plant | Engine, peak plant - back pressure - natural gas - medium | Engine, peak plant | back pressure | natural gas | medium | Energy/technical data | Planned outage [weeks per year] | Planned outage |  | weeks per year |  | E |  | lower | 2020
51 Natural gas engine plant | Engine, peak plant - back pressure - natural gas - medium | Engine, peak plant | back pressure | natural gas | medium | Energy/technical data | Planned outage [weeks per year] | Planned outage |  | weeks per year |  | E |  | upper | 2020
51 Natural gas engine plant | Engine, peak plant - back pressure - natural gas - medium | Engine, peak plant | back pressure | natural gas | medium | Energy/technical data | Planned outage [weeks per year] | Planned outage |  | weeks per year |  | E |  | ctrl | 2030 | 0.028571
51 Natural gas engine plant | Engine, peak plant - back pressure - natural gas - medium | Engine, peak plant | back pressure | natural gas | medium | Energy/technical data | Planned outage [weeks per year] | Planned outage |  | weeks per year |  | E |  | ctrl | 2050 | 0.028571
51 Natural gas engine plant | Engine, peak plant - back pressure - natural gas - medium | Engine, peak plant | back pressure | natural gas | medium | Energy/technical data | Planned outage [weeks per year] | Planned outage |  | weeks per year |  | E |  | lower | 2050
51 Natural gas engine plant | Engine, peak plant - back pressure - natural gas - medium | Engine, peak plant | back pressure | natural gas | medium | Energy/technical data | Planned outage [weeks per year] | Planned outage |  | weeks per year |  | E |  | upper | 2050
51 Natural gas engine plant | Engine, peak plant - back pressure - natural gas - medium | Engine, peak plant | back pressure | natural gas | medium | Energy/technical data | Technical lifetime [years] | Technical lifetime |  | years |  | F |  | ctrl | 2015 | 25
51 Natural gas engine plant | Engine, peak plant - back pressure - natural gas - medium | Engine, peak plant | back pressure | natural gas | medium | Energy/technical data | Technical lifetime [years] | Technical lifetime |  | years |  | F |  | ctrl | 2020 | 25
51 Natural gas engine plant | Engine, peak plant - back pressure - natural gas - medium | Engine, peak plant | back pressure | natural gas | medium | Energy/technical data | Technical lifetime [years] | Technical lifetime |  | years |  | F |  | lower | 2020
51 Natural gas engine plant | Engine, peak plant - back pressure - natural gas - medium | Engine, peak plant | back pressure | natural gas | medium | Energy/technical data | Technical lifetime [years] | Technical lifetime |  | years |  | F |  | upper | 2020
51 Natural gas engine plant | Engine, peak plant - back pressure - natural gas - medium | Engine, peak plant | back pressure | natural gas | medium | Energy/technical data | Technical lifetime [years] | Technical lifetime |  | years |  | F |  | ctrl | 2030 | 25
51 Natural gas engine plant | Engine, peak plant - back pressure - natural gas - medium | Engine, peak plant | back pressure | natural gas | medium | Energy/technical data | Technical lifetime [years] | Technical lifetime |  | years |  | F |  | ctrl | 2050 | 25
51 Natural gas engine plant | Engine, peak plant - back pressure - natural gas - medium | Engine, peak plant | back pressure | natural gas | medium | Energy/technical data | Technical lifetime [years] | Technical lifetime |  | years |  | F |  | lower | 2050
51 Natural gas engine plant | Engine, peak plant - back pressure - natural gas - medium | Engine, peak plant | back pressure | natural gas | medium | Energy/technical data | Technical lifetime [years] | Technical lifetime |  | years |  | F |  | upper | 2050
51 Natural gas engine plant | Engine, peak plant - back pressure - natural gas - medium | Engine, peak plant | back pressure | natural gas | medium | Environment | CH4 [g/GJ_i] | CH4 |  | g/GJ_i |  | F | 2 | ctrl | 2015 | 315
51 Natural gas engine plant | Engine, peak plant - back pressure - natural gas - medium | Engine, peak plant | back pressure | natural gas | medium | Environment | CH4 [g/GJ_i] | CH4 |  | g/GJ_i |  | F | 2 | ctrl | 2020 | 315
51 Natural gas engine plant | Engine, peak plant - back pressure - natural gas - medium | Engine, peak plant | back pressure | natural gas | medium | Environment | CH4 [g/GJ_i] | CH4 |  | g/GJ_i |  | F | 2 | lower | 2020
51 Natural gas engine plant | Engine, peak plant - back pressure - natural gas - medium | Engine, peak plant | back pressure | natural gas | medium | Environment | CH4 [g/GJ_i] | CH4 |  | g/GJ_i |  | F | 2 | upper | 2020
51 Natural gas engine plant | Engine, peak plant - back pressure - natural gas - medium | Engine, peak plant | back pressure | natural gas | medium | Environment | CH4 [g/GJ_i] | CH4 |  | g/GJ_i |  | F | 2 | ctrl | 2030 | 315
51 Natural gas engine plant | Engine, peak plant - back pressure - natural gas - medium | Engine, peak plant | back pressure | natural gas | medium | Environment | CH4 [g/GJ_i] | CH4 |  | g/GJ_i |  | F | 2 | ctrl | 2050 | 315
51 Natural gas engine plant | Engine, peak plant - back pressure - natural gas - medium | Engine, peak plant | back pressure | natural gas | medium | Environment | CH4 [g/GJ_i] | CH4 |  | g/GJ_i |  | F | 2 | lower | 2050
51 Natural gas engine plant | Engine, peak plant - back pressure - natural gas - medium | Engine, peak plant | back pressure | natural gas | medium | Environment | CH4 [g/GJ_i] | CH4 |  | g/GJ_i |  | F | 2 | upper | 2050
51 Natural gas engine plant | Engine, peak plant - back pressure - natural gas - medium | Engine, peak plant | back pressure | natural gas | medium | Environment | N2O [g/GJ_i] | N2O |  | g/GJ_i |  | F | 2 | ctrl | 2015 | 0.6
51 Natural gas engine plant | Engine, peak plant - back pressure - natural gas - medium | Engine, peak plant | back pressure | natural gas | medium | Environment | N2O [g/GJ_i] | N2O |  | g/GJ_i |  | F | 2 | ctrl | 2020 | 0.6
51 Natural gas engine plant | Engine, peak plant - back pressure - natural gas - medium | Engine, peak plant | back pressure | natural gas | medium | Environment | N2O [g/GJ_i] | N2O |  | g/GJ_i |  | F | 2 | lower | 2020
51 Natural gas engine plant | Engine, peak plant - back pressure - natural gas - medium | Engine, peak plant | back pressure | natural gas | medium | Environment | N2O [g/GJ_i] | N2O |  | g/GJ_i |  | F | 2 | upper | 2020
51 Natural gas engine plant | Engine, peak plant - back pressure - natural gas - medium | Engine, peak plant | back pressure | natural gas | medium | Environment | N2O [g/GJ_i] | N2O |  | g/GJ_i |  | F | 2 | ctrl | 2030 | 0.6
51 Natural gas engine plant | Engine, peak plant - back pressure - natural gas - medium | Engine, peak plant | back pressure | natural gas | medium | Environment | N2O [g/GJ_i] | N2O |  | g/GJ_i |  | F | 2 | ctrl | 2050 | 0.6
51 Natural gas engine plant | Engine, peak plant - back pressure - natural gas - medium | Engine, peak plant | back pressure | natural gas | medium | Environment | N2O [g/GJ_i] | N2O |  | g/GJ_i |  | F | 2 | lower | 2050
51 Natural gas engine plant | Engine, peak plant - back pressure - natural gas - medium | Engine, peak plant | back pressure | natural gas | medium | Environment | N2O [g/GJ_i] | N2O |  | g/GJ_i |  | F | 2 | upper | 2050
51 Natural gas engine plant | Engine, peak plant - back pressure - natural gas - medium | Engine, peak plant | back pressure | natural gas | medium | Environment | NOX [g/GJ_i] | NOX |  | g/GJ_i |  | F | 2 | ctrl | 2015 | 75
51 Natural gas engine plant | Engine, peak plant - back pressure - natural gas - medium | Engine, peak plant | back pressure | natural gas | medium | Environment | NOX [g/GJ_i] | NOX |  | g/GJ_i |  | F | 2 | ctrl | 2020 | 75
51 Natural gas engine plant | Engine, peak plant - back pressure - natural gas - medium | Engine, peak plant | back pressure | natural gas | medium | Environment | NOX [g/GJ_i] | NOX |  | g/GJ_i |  | F | 2 | lower | 2020
51 Natural gas engine plant | Engine, peak plant - back pressure - natural gas - medium | Engine, peak plant | back pressure | natural gas | medium | Environment | NOX [g/GJ_i] | NOX |  | g/GJ_i |  | F | 2 | upper | 2020
51 Natural gas engine plant | Engine, peak plant - back pressure - natural gas - medium | Engine, peak plant | back pressure | natural gas | medium | Environment | NOX [g/GJ_i] | NOX |  | g/GJ_i |  | F | 2 | ctrl | 2030 | 75
51 Natural gas engine plant | Engine, peak plant - back pressure - natural gas - medium | Engine, peak plant | back pressure | natural gas | medium | Environment | NOX [g/GJ_i] | NOX |  | g/GJ_i |  | F | 2 | ctrl | 2050 | 75
51 Natural gas engine plant | Engine, peak plant - back pressure - natural gas - medium | Engine, peak plant | back pressure | natural gas | medium | Environment | NOX [g/GJ_i] | NOX |  | g/GJ_i |  | F | 2 | lower | 2050
51 Natural gas engine plant | Engine, peak plant - back pressure - natural gas - medium | Engine, peak plant | back pressure | natural gas | medium | Environment | NOX [g/GJ_i] | NOX |  | g/GJ_i |  | F | 2 | upper | 2050
51 Natural gas engine plant | Engine, peak plant - back pressure - natural gas - medium | Engine, peak plant | back pressure | natural gas | medium | Environment | Particles [g/GJ_i] | Particles |  | g/GJ_i |  |  | 8 | ctrl | 2015 | 0.76
51 Natural gas engine plant | Engine, peak plant - back pressure - natural gas - medium | Engine, peak plant | back pressure | natural gas | medium | Environment | Particles [g/GJ_i] | Particles |  | g/GJ_i |  |  | 8 | ctrl | 2020 | 0.76
51 Natural gas engine plant | Engine, peak plant - back pressure - natural gas - medium | Engine, peak plant | back pressure | natural gas | medium | Environment | Particles [g/GJ_i] | Particles |  | g/GJ_i |  |  | 8 | lower | 2020
51 Natural gas engine plant | Engine, peak plant - back pressure - natural gas - medium | Engine, peak plant | back pressure | natural gas | medium | Environment | Particles [g/GJ_i] | Particles |  | g/GJ_i |  |  | 8 | upper | 2020
51 Natural gas engine plant | Engine, peak plant - back pressure - natural gas - medium | Engine, peak plant | back pressure | natural gas | medium | Environment | Particles [g/GJ_i] | Particles |  | g/GJ_i |  |  | 8 | ctrl | 2030 | 0.76
51 Natural gas engine plant | Engine, peak plant - back pressure - natural gas - medium | Engine, peak plant | back pressure | natural gas | medium | Environment | Particles [g/GJ_i] | Particles |  | g/GJ_i |  |  | 8 | ctrl | 2050 | 0.76
51 Natural gas engine plant | Engine, peak plant - back pressure - natural gas - medium | Engine, peak plant | back pressure | natural gas | medium | Environment | Particles [g/GJ_i] | Particles |  | g/GJ_i |  |  | 8 | lower | 2050
51 Natural gas engine plant | Engine, peak plant - back pressure - natural gas - medium | Engine, peak plant | back pressure | natural gas | medium | Environment | Particles [g/GJ_i] | Particles |  | g/GJ_i |  |  | 8 | upper | 2050
51 Natural gas engine plant | Engine, peak plant - back pressure - natural gas - medium | Engine, peak plant | back pressure | natural gas | medium | Environment | SO2 [g/GJ_i] | SO2 |  | g/GJ_i |  | F | 2 | ctrl | 2015 | 0
51 Natural gas engine plant | Engine, peak plant - back pressure - natural gas - medium | Engine, peak plant | back pressure | natural gas | medium | Environment | SO2 [g/GJ_i] | SO2 |  | g/GJ_i |  | F | 2 | ctrl | 2020 | 0
51 Natural gas engine plant | Engine, peak plant - back pressure - natural gas - medium | Engine, peak plant | back pressure | natural gas | medium | Environment | SO2 [g/GJ_i] | SO2 |  | g/GJ_i |  | F | 2 | lower | 2020
51 Natural gas engine plant | Engine, peak plant - back pressure - natural gas - medium | Engine, peak plant | back pressure | natural gas | medium | Environment | SO2 [g/GJ_i] | SO2 |  | g/GJ_i |  | F | 2 | upper | 2020
51 Natural gas engine plant | Engine, peak plant - back pressure - natural gas - medium | Engine, peak plant | back pressure | natural gas | medium | Environment | SO2 [g/GJ_i] | SO2 |  | g/GJ_i |  | F | 2 | ctrl | 2030 | 0
51 Natural gas engine plant | Engine, peak plant - back pressure - natural gas - medium | Engine, peak plant | back pressure | natural gas | medium | Environment | SO2 [g/GJ_i] | SO2 |  | g/GJ_i |  | F | 2 | ctrl | 2050 | 0
51 Natural gas engine plant | Engine, peak plant - back pressure - natural gas - medium | Engine, peak plant | back pressure | natural gas | medium | Environment | SO2 [g/GJ_i] | SO2 |  | g/GJ_i |  | F | 2 | lower | 2050
51 Natural gas engine plant | Engine, peak plant - back pressure - natural gas - medium | Engine, peak plant | back pressure | natural gas | medium | Environment | SO2 [g/GJ_i] | SO2 |  | g/GJ_i |  | F | 2 | upper | 2050
51 Natural gas engine plant | Engine, peak plant - back pressure - natural gas - medium | Engine, peak plant | back pressure | natural gas | medium | Financial data | Nominal investment (equipment) [2015-MEUR/MW_e] | Nominal investment | equipment | MEUR/MW_e | 2015 | F | 2 | ctrl | 2015 | 0.3315
51 Natural gas engine plant | Engine, peak plant - back pressure - natural gas - medium | Engine, peak plant | back pressure | natural gas | medium | Financial data | Nominal investment (equipment) [2015-MEUR/MW_e] | Nominal investment | equipment | MEUR/MW_e | 2015 | F | 2 | ctrl | 2020 | 0.32155
51 Natural gas engine plant | Engine, peak plant - back pressure - natural gas - medium | Engine, peak plant | back pressure | natural gas | medium | Financial data | Nominal investment (equipment) [2015-MEUR/MW_e] | Nominal investment | equipment | MEUR/MW_e | 2015 | F | 2 | lower | 2020
51 Natural gas engine plant | Engine, peak plant - back pressure - natural gas - medium | Engine, peak plant | back pressure | natural gas | medium | Financial data | Nominal investment (equipment) [2015-MEUR/MW_e] | Nominal investment | equipment | MEUR/MW_e | 2015 | F | 2 | upper | 2020
51 Natural gas engine plant | Engine, peak plant - back pressure - natural gas - medium | Engine, peak plant | back pressure | natural gas | medium | Financial data | Nominal investment (equipment) [2015-MEUR/MW_e] | Nominal investment | equipment | MEUR/MW_e | 2015 | F | 2 | ctrl | 2030 | 0.30829
51 Natural gas engine plant | Engine, peak plant - back pressure - natural gas - medium | Engine, peak plant | back pressure | natural gas | medium | Financial data | Nominal investment (equipment) [2015-MEUR/MW_e] | Nominal investment | equipment | MEUR/MW_e | 2015 | F | 2 | ctrl | 2050 | 0.29172
51 Natural gas engine plant | Engine, peak plant - back pressure - natural gas - medium | Engine, peak plant | back pressure | natural gas | medium | Financial data | Nominal investment (equipment) [2015-MEUR/MW_e] | Nominal investment | equipment | MEUR/MW_e | 2015 | F | 2 | lower | 2050
51 Natural gas engine plant | Engine, peak plant - back pressure - natural gas - medium | Engine, peak plant | back pressure | natural gas | medium | Financial data | Nominal investment (equipment) [2015-MEUR/MW_e] | Nominal investment | equipment | MEUR/MW_e | 2015 | F | 2 | upper | 2050
51 Natural gas engine plant | Engine, peak plant - back pressure - natural gas - medium | Engine, peak plant | back pressure | natural gas | medium | Financial data | Nominal investment (installation) [2015-MEUR/MW_e] | Nominal investment | installation | MEUR/MW_e | 2015 | F | 2 | ctrl | 2015 | 0.1785
51 Natural gas engine plant | Engine, peak plant - back pressure - natural gas - medium | Engine, peak plant | back pressure | natural gas | medium | Financial data | Nominal investment (installation) [2015-MEUR/MW_e] | Nominal investment | installation | MEUR/MW_e | 2015 | F | 2 | ctrl | 2020 | 0.17314
51 Natural gas engine plant | Engine, peak plant - back pressure - natural gas - medium | Engine, peak plant | back pressure | natural gas | medium | Financial data | Nominal investment (installation) [2015-MEUR/MW_e] | Nominal investment | installation | MEUR/MW_e | 2015 | F | 2 | lower | 2020
51 Natural gas engine plant | Engine, peak plant - back pressure - natural gas - medium | Engine, peak plant | back pressure | natural gas | medium | Financial data | Nominal investment (installation) [2015-MEUR/MW_e] | Nominal investment | installation | MEUR/MW_e | 2015 | F | 2 | upper | 2020
51 Natural gas engine plant | Engine, peak plant - back pressure - natural gas - medium | Engine, peak plant | back pressure | natural gas | medium | Financial data | Nominal investment (installation) [2015-MEUR/MW_e] | Nominal investment | installation | MEUR/MW_e | 2015 | F | 2 | ctrl | 2030 | 0.16601
51 Natural gas engine plant | Engine, peak plant - back pressure - natural gas - medium | Engine, peak plant | back pressure | natural gas | medium | Financial data | Nominal investment (installation) [2015-MEUR/MW_e] | Nominal investment | installation | MEUR/MW_e | 2015 | F | 2 | ctrl | 2050 | 0.15708
51 Natural gas engine plant | Engine, peak plant - back pressure - natural gas - medium | Engine, peak plant | back pressure | natural gas | medium | Financial data | Nominal investment (installation) [2015-MEUR/MW_e] | Nominal investment | installation | MEUR/MW_e | 2015 | F | 2 | lower | 2050
51 Natural gas engine plant | Engine, peak plant - back pressure - natural gas - medium | Engine, peak plant | back pressure | natural gas | medium | Financial data | Nominal investment (installation) [2015-MEUR/MW_e] | Nominal investment | installation | MEUR/MW_e | 2015 | F | 2 | upper | 2050
51 Natural gas engine plant | Engine, peak plant - back pressure - natural gas - medium | Engine, peak plant | back pressure | natural gas | medium | Financial data | Fixed O&M (*total) [2015-EUR/MW_e/y] | Fixed O&M | *total | EUR/MW_e/y | 2015 | [O, P] | 7 | ctrl | 2015 | 6500
51 Natural gas engine plant | Engine, peak plant - back pressure - natural gas - medium | Engine, peak plant | back pressure | natural gas | medium | Financial data | Fixed O&M (*total) [2015-EUR/MW_e/y] | Fixed O&M | *total | EUR/MW_e/y | 2015 | [O, P] | 7 | ctrl | 2020 | 6500
51 Natural gas engine plant | Engine, peak plant - back pressure - natural gas - medium | Engine, peak plant | back pressure | natural gas | medium | Financial data | Fixed O&M (*total) [2015-EUR/MW_e/y] | Fixed O&M | *total | EUR/MW_e/y | 2015 | [O, P] | 7 | lower | 2020
51 Natural gas engine plant | Engine, peak plant - back pressure - natural gas - medium | Engine, peak plant | back pressure | natural gas | medium | Financial data | Fixed O&M (*total) [2015-EUR/MW_e/y] | Fixed O&M | *total | EUR/MW_e/y | 2015 | [O, P] | 7 | upper | 2020
51 Natural gas engine plant | Engine, peak plant - back pressure - natural gas - medium | Engine, peak plant | back pressure | natural gas | medium | Financial data | Fixed O&M (*total) [2015-EUR/MW_e/y] | Fixed O&M | *total | EUR/MW_e/y | 2015 | [O, P] | 7 | ctrl | 2030 | 6250
51 Natural gas engine plant | Engine, peak plant - back pressure - natural gas - medium | Engine, peak plant | back pressure | natural gas | medium | Financial data | Fixed O&M (*total) [2015-EUR/MW_e/y] | Fixed O&M | *total | EUR/MW_e/y | 2015 | [O, P] | 7 | ctrl | 2050 | 6000
51 Natural gas engine plant | Engine, peak plant - back pressure - natural gas - medium | Engine, peak plant | back pressure | natural gas | medium | Financial data | Fixed O&M (*total) [2015-EUR/MW_e/y] | Fixed O&M | *total | EUR/MW_e/y | 2015 | [O, P] | 7 | lower | 2050
51 Natural gas engine plant | Engine, peak plant - back pressure - natural gas - medium | Engine, peak plant | back pressure | natural gas | medium | Financial data | Fixed O&M (*total) [2015-EUR/MW_e/y] | Fixed O&M | *total | EUR/MW_e/y | 2015 | [O, P] | 7 | upper | 2050
51 Natural gas engine plant | Engine, peak plant - back pressure - natural gas - medium | Engine, peak plant | back pressure | natural gas | medium | Financial data | Nominal investment (*total) [2015-MEUR/MW_e] | Nominal investment | *total | MEUR/MW_e | 2015 | [L, M, N, R] | [7, 5, 9] | ctrl | 2015 | 0.51
51 Natural gas engine plant | Engine, peak plant - back pressure - natural gas - medium | Engine, peak plant | back pressure | natural gas | medium | Financial data | Nominal investment (*total) [2015-MEUR/MW_e] | Nominal investment | *total | MEUR/MW_e | 2015 | [L, M, N, R] | [7, 5, 9] | ctrl | 2020 | 0.4947
51 Natural gas engine plant | Engine, peak plant - back pressure - natural gas - medium | Engine, peak plant | back pressure | natural gas | medium | Financial data | Nominal investment (*total) [2015-MEUR/MW_e] | Nominal investment | *total | MEUR/MW_e | 2015 | [L, M, N, R] | [7, 5, 9] | lower | 2020 | 0.39576
51 Natural gas engine plant | Engine, peak plant - back pressure - natural gas - medium | Engine, peak plant | back pressure | natural gas | medium | Financial data | Nominal investment (*total) [2015-MEUR/MW_e] | Nominal investment | *total | MEUR/MW_e | 2015 | [L, M, N, R] | [7, 5, 9] | upper | 2020 | 0.59364
51 Natural gas engine plant | Engine, peak plant - back pressure - natural gas - medium | Engine, peak plant | back pressure | natural gas | medium | Financial data | Nominal investment (*total) [2015-MEUR/MW_e] | Nominal investment | *total | MEUR/MW_e | 2015 | [L, M, N, R] | [7, 5, 9] | ctrl | 2030 | 0.4743
51 Natural gas engine plant | Engine, peak plant - back pressure - natural gas - medium | Engine, peak plant | back pressure | natural gas | medium | Financial data | Nominal investment (*total) [2015-MEUR/MW_e] | Nominal investment | *total | MEUR/MW_e | 2015 | [L, M, N, R] | [7, 5, 9] | ctrl | 2050 | 0.4488
51 Natural gas engine plant | Engine, peak plant - back pressure - natural gas - medium | Engine, peak plant | back pressure | natural gas | medium | Financial data | Nominal investment (*total) [2015-MEUR/MW_e] | Nominal investment | *total | MEUR/MW_e | 2015 | [L, M, N, R] | [7, 5, 9] | lower | 2050 | 0.31416
51 Natural gas engine plant | Engine, peak plant - back pressure - natural gas - medium | Engine, peak plant | back pressure | natural gas | medium | Financial data | Nominal investment (*total) [2015-MEUR/MW_e] | Nominal investment | *total | MEUR/MW_e | 2015 | [L, M, N, R] | [7, 5, 9] | upper | 2050 | 0.58344
51 Natural gas engine plant | Engine, peak plant - back pressure - natural gas - medium | Engine, peak plant | back pressure | natural gas | medium | Financial data | Startup cost [2015-EUR/MW_e/startup] | Startup cost |  | EUR/MW_e/startup | 2015 | Q | 10 | ctrl | 2015 | 0
51 Natural gas engine plant | Engine, peak plant - back pressure - natural gas - medium | Engine, peak plant | back pressure | natural gas | medium | Financial data | Startup cost [2015-EUR/MW_e/startup] | Startup cost |  | EUR/MW_e/startup | 2015 | Q | 10 | ctrl | 2020 | 0
51 Natural gas engine plant | Engine, peak plant - back pressure - natural gas - medium | Engine, peak plant | back pressure | natural gas | medium | Financial data | Startup cost [2015-EUR/MW_e/startup] | Startup cost |  | EUR/MW_e/startup | 2015 | Q | 10 | lower | 2020
51 Natural gas engine plant | Engine, peak plant - back pressure - natural gas - medium | Engine, peak plant | back pressure | natural gas | medium | Financial data | Startup cost [2015-EUR/MW_e/startup] | Startup cost |  | EUR/MW_e/startup | 2015 | Q | 10 | upper | 2020
51 Natural gas engine plant | Engine, peak plant - back pressure - natural gas - medium | Engine, peak plant | back pressure | natural gas | medium | Financial data | Startup cost [2015-EUR/MW_e/startup] | Startup cost |  | EUR/MW_e/startup | 2015 | Q | 10 | ctrl | 2030 | 0
51 Natural gas engine plant | Engine, peak plant - back pressure - natural gas - medium | Engine, peak plant | back pressure | natural gas | medium | Financial data | Startup cost [2015-EUR/MW_e/startup] | Startup cost |  | EUR/MW_e/startup | 2015 | Q | 10 | ctrl | 2050 | 0
51 Natural gas engine plant | Engine, peak plant - back pressure - natural gas - medium | Engine, peak plant | back pressure | natural gas | medium | Financial data | Startup cost [2015-EUR/MW_e/startup] | Startup cost |  | EUR/MW_e/startup | 2015 | Q | 10 | lower | 2050
51 Natural gas engine plant | Engine, peak plant - back pressure - natural gas - medium | Engine, peak plant | back pressure | natural gas | medium | Financial data | Startup cost [2015-EUR/MW_e/startup] | Startup cost |  | EUR/MW_e/startup | 2015 | Q | 10 | upper | 2050
51 Natural gas engine plant | Engine, peak plant - back pressure - natural gas - medium | Engine, peak plant | back pressure | natural gas | medium | Financial data | Variable O&M (*total) [2015-EUR/MWh_e] | Variable O&M | *total | EUR/MWh_e | 2015 |  | [10, 11, 12] | ctrl | 2015 | 6
51 Natural gas engine plant | Engine, peak plant - back pressure - natural gas - medium | Engine, peak plant | back pressure | natural gas | medium | Financial data | Variable O&M (*total) [2015-EUR/MWh_e] | Variable O&M | *total | EUR/MWh_e | 2015 |  | [10, 11, 12] | ctrl | 2020 | 6
51 Natural gas engine plant | Engine, peak plant - back pressure - natural gas - medium | Engine, peak plant | back pressure | natural gas | medium | Financial data | Variable O&M (*total) [2015-EUR/MWh_e] | Variable O&M | *total | EUR/MWh_e | 2015 |  | [10, 11, 12] | lower | 2020 | 2.6
51 Natural gas engine plant | Engine, peak plant - back pressure - natural gas - medium | Engine, peak plant | back pressure | natural gas | medium | Financial data | Variable O&M (*total) [2015-EUR/MWh_e] | Variable O&M | *total | EUR/MWh_e | 2015 |  | [10, 11, 12] | upper | 2020 | 8.5
51 Natural gas engine plant | Engine, peak plant - back pressure - natural gas - medium | Engine, peak plant | back pressure | natural gas | medium | Financial data | Variable O&M (*total) [2015-EUR/MWh_e] | Variable O&M | *total | EUR/MWh_e | 2015 |  | [10, 11, 12] | ctrl | 2030 | 6
51 Natural gas engine plant | Engine, peak plant - back pressure - natural gas - medium | Engine, peak plant | back pressure | natural gas | medium | Financial data | Variable O&M (*total) [2015-EUR/MWh_e] | Variable O&M | *total | EUR/MWh_e | 2015 |  | [10, 11, 12] | ctrl | 2050 | 6
51 Natural gas engine plant | Engine, peak plant - back pressure - natural gas - medium | Engine, peak plant | back pressure | natural gas | medium | Financial data | Variable O&M (*total) [2015-EUR/MWh_e] | Variable O&M | *total | EUR/MWh_e | 2015 |  | [10, 11, 12] | lower | 2050 | 2.6
51 Natural gas engine plant | Engine, peak plant - back pressure - natural gas - medium | Engine, peak plant | back pressure | natural gas | medium | Financial data | Variable O&M (*total) [2015-EUR/MWh_e] | Variable O&M | *total | EUR/MWh_e | 2015 |  | [10, 11, 12] | upper | 2050 | 8.5
51 Natural gas engine plant | Engine, peak plant - back pressure - natural gas - medium | Engine, peak plant | back pressure | natural gas | medium | Regulation ability | Cold start-up time [hours] | Cold start-up time |  | hours |  | I | 7 | ctrl | 2015 | 0.17
51 Natural gas engine plant | Engine, peak plant - back pressure - natural gas - medium | Engine, peak plant | back pressure | natural gas | medium | Regulation ability | Cold start-up time [hours] | Cold start-up time |  | hours |  | I | 7 | ctrl | 2020 | 0.17
51 Natural gas engine plant | Engine, peak plant - back pressure - natural gas - medium | Engine, peak plant | back pressure | natural gas | medium | Regulation ability | Cold start-up time [hours] | Cold start-up time |  | hours |  | I | 7 | lower | 2020
51 Natural gas engine plant | Engine, peak plant - back pressure - natural gas - medium | Engine, peak plant | back pressure | natural gas | medium | Regulation ability | Cold start-up time [hours] | Cold start-up time |  | hours |  | I | 7 | upper | 2020
51 Natural gas engine plant | Engine, peak plant - back pressure - natural gas - medium | Engine, peak plant | back pressure | natural gas | medium | Regulation ability | Cold start-up time [hours] | Cold start-up time |  | hours |  | I | 7 | ctrl | 2030 | 0.17
51 Natural gas engine plant | Engine, peak plant - back pressure - natural gas - medium | Engine, peak plant | back pressure | natural gas | medium | Regulation ability | Cold start-up time [hours] | Cold start-up time |  | hours |  | I | 7 | ctrl | 2050 | 0.17
51 Natural gas engine plant | Engine, peak plant - back pressure - natural gas - medium | Engine, peak plant | back pressure | natural gas | medium | Regulation ability | Cold start-up time [hours] | Cold start-up time |  | hours |  | I | 7 | lower | 2050
51 Natural gas engine plant | Engine, peak plant - back pressure - natural gas - medium | Engine, peak plant | back pressure | natural gas | medium | Regulation ability | Cold start-up time [hours] | Cold start-up time |  | hours |  | I | 7 | upper | 2050
51 Natural gas engine plant | Engine, peak plant - back pressure - natural gas - medium | Engine, peak plant | back pressure | natural gas | medium | Regulation ability | Minimum load (of full load) [] | Minimum load | of full load | [] |  | H | [6, 7] | ctrl | 2015 | 0.015
51 Natural gas engine plant | Engine, peak plant - back pressure - natural gas - medium | Engine, peak plant | back pressure | natural gas | medium | Regulation ability | Minimum load (of full load) [] | Minimum load | of full load | [] |  | H | [6, 7] | ctrl | 2020 | 0.015
51 Natural gas engine plant | Engine, peak plant - back pressure - natural gas - medium | Engine, peak plant | back pressure | natural gas | medium | Regulation ability | Minimum load (of full load) [] | Minimum load | of full load | [] |  | H | [6, 7] | lower | 2020
51 Natural gas engine plant | Engine, peak plant - back pressure - natural gas - medium | Engine, peak plant | back pressure | natural gas | medium | Regulation ability | Minimum load (of full load) [] | Minimum load | of full load | [] |  | H | [6, 7] | upper | 2020
51 Natural gas engine plant | Engine, peak plant - back pressure - natural gas - medium | Engine, peak plant | back pressure | natural gas | medium | Regulation ability | Minimum load (of full load) [] | Minimum load | of full load | [] |  | H | [6, 7] | ctrl | 2030 | 0.015
51 Natural gas engine plant | Engine, peak plant - back pressure - natural gas - medium | Engine, peak plant | back pressure | natural gas | medium | Regulation ability | Minimum load (of full load) [] | Minimum load | of full load | [] |  | H | [6, 7] | ctrl | 2050 | 0.015
51 Natural gas engine plant | Engine, peak plant - back pressure - natural gas - medium | Engine, peak plant | back pressure | natural gas | medium | Regulation ability | Minimum load (of full load) [] | Minimum load | of full load | [] |  | H | [6, 7] | lower | 2050
51 Natural gas engine plant | Engine, peak plant - back pressure - natural gas - medium | Engine, peak plant | back pressure | natural gas | medium | Regulation ability | Minimum load (of full load) [] | Minimum load | of full load | [] |  | H | [6, 7] | upper | 2050
51 Natural gas engine plant | Engine, peak plant - back pressure - natural gas - medium | Engine, peak plant | back pressure | natural gas | medium | Regulation ability | Primary regulation (of full load, per 30 seconds) [] | Primary regulation | of full load, per 30 seconds | [] |  | G | 6 | ctrl | 2015 | 0.6
51 Natural gas engine plant | Engine, peak plant - back pressure - natural gas - medium | Engine, peak plant | back pressure | natural gas | medium | Regulation ability | Primary regulation (of full load, per 30 seconds) [] | Primary regulation | of full load, per 30 seconds | [] |  | G | 6 | ctrl | 2020 | 0.6
51 Natural gas engine plant | Engine, peak plant - back pressure - natural gas - medium | Engine, peak plant | back pressure | natural gas | medium | Regulation ability | Primary regulation (of full load, per 30 seconds) [] | Primary regulation | of full load, per 30 seconds | [] |  | G | 6 | lower | 2020
51 Natural gas engine plant | Engine, peak plant - back pressure - natural gas - medium | Engine, peak plant | back pressure | natural gas | medium | Regulation ability | Primary regulation (of full load, per 30 seconds) [] | Primary regulation | of full load, per 30 seconds | [] |  | G | 6 | upper | 2020
51 Natural gas engine plant | Engine, peak plant - back pressure - natural gas - medium | Engine, peak plant | back pressure | natural gas | medium | Regulation ability | Primary regulation (of full load, per 30 seconds) [] | Primary regulation | of full load, per 30 seconds | [] |  | G | 6 | ctrl | 2030 | 0.6
51 Natural gas engine plant | Engine, peak plant - back pressure - natural gas - medium | Engine, peak plant | back pressure | natural gas | medium | Regulation ability | Primary regulation (of full load, per 30 seconds) [] | Primary regulation | of full load, per 30 seconds | [] |  | G | 6 | ctrl | 2050 | 0.6
51 Natural gas engine plant | Engine, peak plant - back pressure - natural gas - medium | Engine, peak plant | back pressure | natural gas | medium | Regulation ability | Primary regulation (of full load, per 30 seconds) [] | Primary regulation | of full load, per 30 seconds | [] |  | G | 6 | lower | 2050
51 Natural gas engine plant | Engine, peak plant - back pressure - natural gas - medium | Engine, peak plant | back pressure | natural gas | medium | Regulation ability | Primary regulation (of full load, per 30 seconds) [] | Primary regulation | of full load, per 30 seconds | [] |  | G | 6 | upper | 2050
51 Natural gas engine plant | Engine, peak plant - back pressure - natural gas - medium | Engine, peak plant | back pressure | natural gas | medium | Regulation ability | Secondary regulation (of full load, per minute) [] | Secondary regulation | of full load, per minute | [] |  | G | 6 | ctrl | 2015 | 1
51 Natural gas engine plant | Engine, peak plant - back pressure - natural gas - medium | Engine, peak plant | back pressure | natural gas | medium | Regulation ability | Secondary regulation (of full load, per minute) [] | Secondary regulation | of full load, per minute | [] |  | G | 6 | ctrl | 2020 | 1
51 Natural gas engine plant | Engine, peak plant - back pressure - natural gas - medium | Engine, peak plant | back pressure | natural gas | medium | Regulation ability | Secondary regulation (of full load, per minute) [] | Secondary regulation | of full load, per minute | [] |  | G | 6 | lower | 2020
51 Natural gas engine plant | Engine, peak plant - back pressure - natural gas - medium | Engine, peak plant | back pressure | natural gas | medium | Regulation ability | Secondary regulation (of full load, per minute) [] | Secondary regulation | of full load, per minute | [] |  | G | 6 | upper | 2020
51 Natural gas engine plant | Engine, peak plant - back pressure - natural gas - medium | Engine, peak plant | back pressure | natural gas | medium | Regulation ability | Secondary regulation (of full load, per minute) [] | Secondary regulation | of full load, per minute | [] |  | G | 6 | ctrl | 2030 | 1
51 Natural gas engine plant | Engine, peak plant - back pressure - natural gas - medium | Engine, peak plant | back pressure | natural gas | medium | Regulation ability | Secondary regulation (of full load, per minute) [] | Secondary regulation | of full load, per minute | [] |  | G | 6 | ctrl | 2050 | 1
51 Natural gas engine plant | Engine, peak plant - back pressure - natural gas - medium | Engine, peak plant | back pressure | natural gas | medium | Regulation ability | Secondary regulation (of full load, per minute) [] | Secondary regulation | of full load, per minute | [] |  | G | 6 | lower | 2050
51 Natural gas engine plant | Engine, peak plant - back pressure - natural gas - medium | Engine, peak plant | back pressure | natural gas | medium | Regulation ability | Secondary regulation (of full load, per minute) [] | Secondary regulation | of full load, per minute | [] |  | G | 6 | upper | 2050
51 Natural gas engine plant | Engine, peak plant - back pressure - natural gas - medium | Engine, peak plant | back pressure | natural gas | medium | Regulation ability | Warm start-up time [hours] | Warm start-up time |  | hours |  | I | 7 | ctrl | 2015 | 0.033333
51 Natural gas engine plant | Engine, peak plant - back pressure - natural gas - medium | Engine, peak plant | back pressure | natural gas | medium | Regulation ability | Warm start-up time [hours] | Warm start-up time |  | hours |  | I | 7 | ctrl | 2020 | 0.033333
51 Natural gas engine plant | Engine, peak plant - back pressure - natural gas - medium | Engine, peak plant | back pressure | natural gas | medium | Regulation ability | Warm start-up time [hours] | Warm start-up time |  | hours |  | I | 7 | lower | 2020
51 Natural gas engine plant | Engine, peak plant - back pressure - natural gas - medium | Engine, peak plant | back pressure | natural gas | medium | Regulation ability | Warm start-up time [hours] | Warm start-up time |  | hours |  | I | 7 | upper | 2020
51 Natural gas engine plant | Engine, peak plant - back pressure - natural gas - medium | Engine, peak plant | back pressure | natural gas | medium | Regulation ability | Warm start-up time [hours] | Warm start-up time |  | hours |  | I | 7 | ctrl | 2030 | 0.033333
51 Natural gas engine plant | Engine, peak plant - back pressure - natural gas - medium | Engine, peak plant | back pressure | natural gas | medium | Regulation ability | Warm start-up time [hours] | Warm start-up time |  | hours |  | I | 7 | ctrl | 2050 | 0.033333
51 Natural gas engine plant | Engine, peak plant - back pressure - natural gas - medium | Engine, peak plant | back pressure | natural gas | medium | Regulation ability | Warm start-up time [hours] | Warm start-up time |  | hours |  | I | 7 | lower | 2050
51 Natural gas engine plant | Engine, peak plant - back pressure - natural gas - medium | Engine, peak plant | back pressure | natural gas | medium | Regulation ability | Warm start-up time [hours] | Warm start-up time |  | hours |  | I | 7 | upper | 2050
52 OCGT - Natural gas | Gas turbine, open cycle - back pressure - natural gas - medium | Gas turbine, open cycle | back pressure | natural gas | medium | Energy/technical data | Cb coefficient (50°C/100°C) | Cb coefficient | 50°C/100°C |  |  |  |  | ctrl | 2015
52 OCGT - Natural gas | Gas turbine, open cycle - back pressure - natural gas - medium | Gas turbine, open cycle | back pressure | natural gas | medium | Energy/technical data | Cb coefficient (50°C/100°C) | Cb coefficient | 50°C/100°C |  |  |  |  | ctrl | 2020
52 OCGT - Natural gas | Gas turbine, open cycle - back pressure - natural gas - medium | Gas turbine, open cycle | back pressure | natural gas | medium | Energy/technical data | Cb coefficient (50°C/100°C) | Cb coefficient | 50°C/100°C |  |  |  |  | lower | 2020
52 OCGT - Natural gas | Gas turbine, open cycle - back pressure - natural gas - medium | Gas turbine, open cycle | back pressure | natural gas | medium | Energy/technical data | Cb coefficient (50°C/100°C) | Cb coefficient | 50°C/100°C |  |  |  |  | upper | 2020
52 OCGT - Natural gas | Gas turbine, open cycle - back pressure - natural gas - medium | Gas turbine, open cycle | back pressure | natural gas | medium | Energy/technical data | Cb coefficient (50°C/100°C) | Cb coefficient | 50°C/100°C |  |  |  |  | ctrl | 2030
52 OCGT - Natural gas | Gas turbine, open cycle - back pressure - natural gas - medium | Gas turbine, open cycle | back pressure | natural gas | medium | Energy/technical data | Cb coefficient (50°C/100°C) | Cb coefficient | 50°C/100°C |  |  |  |  | ctrl | 2050
52 OCGT - Natural gas | Gas turbine, open cycle - back pressure - natural gas - medium | Gas turbine, open cycle | back pressure | natural gas | medium | Energy/technical data | Cb coefficient (50°C/100°C) | Cb coefficient | 50°C/100°C |  |  |  |  | lower | 2050
52 OCGT - Natural gas | Gas turbine, open cycle - back pressure - natural gas - medium | Gas turbine, open cycle | back pressure | natural gas | medium | Energy/technical data | Cb coefficient (50°C/100°C) | Cb coefficient | 50°C/100°C |  |  |  |  | upper | 2050
52 OCGT - Natural gas | Gas turbine, open cycle - back pressure - natural gas - medium | Gas turbine, open cycle | back pressure | natural gas | medium | Energy/technical data | Construction time [years] | Construction time |  | years |  | F | 5 | ctrl | 2015 | 0.2
52 OCGT - Natural gas | Gas turbine, open cycle - back pressure - natural gas - medium | Gas turbine, open cycle | back pressure | natural gas | medium | Energy/technical data | Construction time [years] | Construction time |  | years |  | F | 5 | ctrl | 2020 | 0.2
52 OCGT - Natural gas | Gas turbine, open cycle - back pressure - natural gas - medium | Gas turbine, open cycle | back pressure | natural gas | medium | Energy/technical data | Construction time [years] | Construction time |  | years |  | F | 5 | lower | 2020
52 OCGT - Natural gas | Gas turbine, open cycle - back pressure - natural gas - medium | Gas turbine, open cycle | back pressure | natural gas | medium | Energy/technical data | Construction time [years] | Construction time |  | years |  | F | 5 | upper | 2020
52 OCGT - Natural gas | Gas turbine, open cycle - back pressure - natural gas - medium | Gas turbine, open cycle | back pressure | natural gas | medium | Energy/technical data | Construction time [years] | Construction time |  | years |  | F | 5 | ctrl | 2030 | 0.2
52 OCGT - Natural gas | Gas turbine, open cycle - back pressure - natural gas - medium | Gas turbine, open cycle | back pressure | natural gas | medium | Energy/technical data | Construction time [years] | Construction time |  | years |  | F | 5 | ctrl | 2050 | 0.2
52 OCGT - Natural gas | Gas turbine, open cycle - back pressure - natural gas - medium | Gas turbine, open cycle | back pressure | natural gas | medium | Energy/technical data | Construction time [years] | Construction time |  | years |  | F | 5 | lower | 2050
52 OCGT - Natural gas | Gas turbine, open cycle - back pressure - natural gas - medium | Gas turbine, open cycle | back pressure | natural gas | medium | Energy/technical data | Construction time [years] | Construction time |  | years |  | F | 5 | upper | 2050
52 OCGT - Natural gas | Gas turbine, open cycle - back pressure - natural gas - medium | Gas turbine, open cycle | back pressure | natural gas | medium | Energy/technical data | Cv coefficient (50°C/100°C) | Cv coefficient | 50°C/100°C |  |  |  |  | ctrl | 2015
52 OCGT - Natural gas | Gas turbine, open cycle - back pressure - natural gas - medium | Gas turbine, open cycle | back pressure | natural gas | medium | Energy/technical data | Cv coefficient (50°C/100°C) | Cv coefficient | 50°C/100°C |  |  |  |  | ctrl | 2020
52 OCGT - Natural gas | Gas turbine, open cycle - back pressure - natural gas - medium | Gas turbine, open cycle | back pressure | natural gas | medium | Energy/technical data | Cv coefficient (50°C/100°C) | Cv coefficient | 50°C/100°C |  |  |  |  | lower | 2020
52 OCGT - Natural gas | Gas turbine, open cycle - back pressure - natural gas - medium | Gas turbine, open cycle | back pressure | natural gas | medium | Energy/technical data | Cv coefficient (50°C/100°C) | Cv coefficient | 50°C/100°C |  |  |  |  | upper | 2020
52 OCGT - Natural gas | Gas turbine, open cycle - back pressure - natural gas - medium | Gas turbine, open cycle | back pressure | natural gas | medium | Energy/technical data | Cv coefficient (50°C/100°C) | Cv coefficient | 50°C/100°C |  |  |  |  | ctrl | 2030
52 OCGT - Natural gas | Gas turbine, open cycle - back pressure - natural gas - medium | Gas turbine, open cycle | back pressure | natural gas | medium | Energy/technical data | Cv coefficient (50°C/100°C) | Cv coefficient | 50°C/100°C |  |  |  |  | ctrl | 2050
52 OCGT - Natural gas | Gas turbine, open cycle - back pressure - natural gas - medium | Gas turbine, open cycle | back pressure | natural gas | medium | Energy/technical data | Cv coefficient (50°C/100°C) | Cv coefficient | 50°C/100°C |  |  |  |  | lower | 2050
52 OCGT - Natural gas | Gas turbine, open cycle - back pressure - natural gas - medium | Gas turbine, open cycle | back pressure | natural gas | medium | Energy/technical data | Cv coefficient (50°C/100°C) | Cv coefficient | 50°C/100°C |  |  |  |  | upper | 2050
52 OCGT - Natural gas | Gas turbine, open cycle - back pressure - natural gas - medium | Gas turbine, open cycle | back pressure | natural gas | medium | Energy/technical data | Electrical efficiency (net, annual average) [] | Electrical efficiency | net, annual average | [] |  | C | 3 | ctrl | 2015 | 0.39
52 OCGT - Natural gas | Gas turbine, open cycle - back pressure - natural gas - medium | Gas turbine, open cycle | back pressure | natural gas | medium | Energy/technical data | Electrical efficiency (net, annual average) [] | Electrical efficiency | net, annual average | [] |  | C | 3 | ctrl | 2020 | 0.4
52 OCGT - Natural gas | Gas turbine, open cycle - back pressure - natural gas - medium | Gas turbine, open cycle | back pressure | natural gas | medium | Energy/technical data | Electrical efficiency (net, annual average) [] | Electrical efficiency | net, annual average | [] |  | C | 3 | lower | 2020
52 OCGT - Natural gas | Gas turbine, open cycle - back pressure - natural gas - medium | Gas turbine, open cycle | back pressure | natural gas | medium | Energy/technical data | Electrical efficiency (net, annual average) [] | Electrical efficiency | net, annual average | [] |  | C | 3 | upper | 2020
52 OCGT - Natural gas | Gas turbine, open cycle - back pressure - natural gas - medium | Gas turbine, open cycle | back pressure | natural gas | medium | Energy/technical data | Electrical efficiency (net, annual average) [] | Electrical efficiency | net, annual average | [] |  | C | 3 | ctrl | 2030 | 0.41
52 OCGT - Natural gas | Gas turbine, open cycle - back pressure - natural gas - medium | Gas turbine, open cycle | back pressure | natural gas | medium | Energy/technical data | Electrical efficiency (net, annual average) [] | Electrical efficiency | net, annual average | [] |  | C | 3 | ctrl | 2050 | 0.43
52 OCGT - Natural gas | Gas turbine, open cycle - back pressure - natural gas - medium | Gas turbine, open cycle | back pressure | natural gas | medium | Energy/technical data | Electrical efficiency (net, annual average) [] | Electrical efficiency | net, annual average | [] |  | C | 3 | lower | 2050
52 OCGT - Natural gas | Gas turbine, open cycle - back pressure - natural gas - medium | Gas turbine, open cycle | back pressure | natural gas | medium | Energy/technical data | Electrical efficiency (net, annual average) [] | Electrical efficiency | net, annual average | [] |  | C | 3 | upper | 2050
52 OCGT - Natural gas | Gas turbine, open cycle - back pressure - natural gas - medium | Gas turbine, open cycle | back pressure | natural gas | medium | Energy/technical data | Electrical efficiency (net, name plate) [] | Electrical efficiency | net, name plate | [] |  | [B, C] | [1, 2] | ctrl | 2015 | 0.41
52 OCGT - Natural gas | Gas turbine, open cycle - back pressure - natural gas - medium | Gas turbine, open cycle | back pressure | natural gas | medium | Energy/technical data | Electrical efficiency (net, name plate) [] | Electrical efficiency | net, name plate | [] |  | [B, C] | [1, 2] | ctrl | 2020 | 0.42
52 OCGT - Natural gas | Gas turbine, open cycle - back pressure - natural gas - medium | Gas turbine, open cycle | back pressure | natural gas | medium | Energy/technical data | Electrical efficiency (net, name plate) [] | Electrical efficiency | net, name plate | [] |  | [B, C] | [1, 2] | lower | 2020
52 OCGT - Natural gas | Gas turbine, open cycle - back pressure - natural gas - medium | Gas turbine, open cycle | back pressure | natural gas | medium | Energy/technical data | Electrical efficiency (net, name plate) [] | Electrical efficiency | net, name plate | [] |  | [B, C] | [1, 2] | upper | 2020
52 OCGT - Natural gas | Gas turbine, open cycle - back pressure - natural gas - medium | Gas turbine, open cycle | back pressure | natural gas | medium | Energy/technical data | Electrical efficiency (net, name plate) [] | Electrical efficiency | net, name plate | [] |  | [B, C] | [1, 2] | ctrl | 2030 | 0.43
52 OCGT - Natural gas | Gas turbine, open cycle - back pressure - natural gas - medium | Gas turbine, open cycle | back pressure | natural gas | medium | Energy/technical data | Electrical efficiency (net, name plate) [] | Electrical efficiency | net, name plate | [] |  | [B, C] | [1, 2] | ctrl | 2050 | 0.45
52 OCGT - Natural gas | Gas turbine, open cycle - back pressure - natural gas - medium | Gas turbine, open cycle | back pressure | natural gas | medium | Energy/technical data | Electrical efficiency (net, name plate) [] | Electrical efficiency | net, name plate | [] |  | [B, C] | [1, 2] | lower | 2050
52 OCGT - Natural gas | Gas turbine, open cycle - back pressure - natural gas - medium | Gas turbine, open cycle | back pressure | natural gas | medium | Energy/technical data | Electrical efficiency (net, name plate) [] | Electrical efficiency | net, name plate | [] |  | [B, C] | [1, 2] | upper | 2050
52 OCGT - Natural gas | Gas turbine, open cycle - back pressure - natural gas - medium | Gas turbine, open cycle | back pressure | natural gas | medium | Energy/technical data | Forced outage [] | Forced outage |  | [] |  |  | 4 | ctrl | 2015 | 0.0137
52 OCGT - Natural gas | Gas turbine, open cycle - back pressure - natural gas - medium | Gas turbine, open cycle | back pressure | natural gas | medium | Energy/technical data | Forced outage [] | Forced outage |  | [] |  |  | 4 | ctrl | 2020 | 0.0137
52 OCGT - Natural gas | Gas turbine, open cycle - back pressure - natural gas - medium | Gas turbine, open cycle | back pressure | natural gas | medium | Energy/technical data | Forced outage [] | Forced outage |  | [] |  |  | 4 | lower | 2020
52 OCGT - Natural gas | Gas turbine, open cycle - back pressure - natural gas - medium | Gas turbine, open cycle | back pressure | natural gas | medium | Energy/technical data | Forced outage [] | Forced outage |  | [] |  |  | 4 | upper | 2020
52 OCGT - Natural gas | Gas turbine, open cycle - back pressure - natural gas - medium | Gas turbine, open cycle | back pressure | natural gas | medium | Energy/technical data | Forced outage [] | Forced outage |  | [] |  |  | 4 | ctrl | 2030 | 0.0137
52 OCGT - Natural gas | Gas turbine, open cycle - back pressure - natural gas - medium | Gas turbine, open cycle | back pressure | natural gas | medium | Energy/technical data | Forced outage [] | Forced outage |  | [] |  |  | 4 | ctrl | 2050 | 0.0137
52 OCGT - Natural gas | Gas turbine, open cycle - back pressure - natural gas - medium | Gas turbine, open cycle | back pressure | natural gas | medium | Energy/technical data | Forced outage [] | Forced outage |  | [] |  |  | 4 | lower | 2050
52 OCGT - Natural gas | Gas turbine, open cycle - back pressure - natural gas - medium | Gas turbine, open cycle | back pressure | natural gas | medium | Energy/technical data | Forced outage [] | Forced outage |  | [] |  |  | 4 | upper | 2050
52 OCGT - Natural gas | Gas turbine, open cycle - back pressure - natural gas - medium | Gas turbine, open cycle | back pressure | natural gas | medium | Energy/technical data | Generating capacity for one unit [MW_e] | Generating capacity for one unit |  | MW_e |  | A |  | ctrl | 2015 | 100
52 OCGT - Natural gas | Gas turbine, open cycle - back pressure - natural gas - medium | Gas turbine, open cycle | back pressure | natural gas | medium | Energy/technical data | Generating capacity for one unit [MW_e] | Generating capacity for one unit |  | MW_e |  | A |  | ctrl | 2020 | 100
52 OCGT - Natural gas | Gas turbine, open cycle - back pressure - natural gas - medium | Gas turbine, open cycle | back pressure | natural gas | medium | Energy/technical data | Generating capacity for one unit [MW_e] | Generating capacity for one unit |  | MW_e |  | A |  | lower | 2020
52 OCGT - Natural gas | Gas turbine, open cycle - back pressure - natural gas - medium | Gas turbine, open cycle | back pressure | natural gas | medium | Energy/technical data | Generating capacity for one unit [MW_e] | Generating capacity for one unit |  | MW_e |  | A |  | upper | 2020
52 OCGT - Natural gas | Gas turbine, open cycle - back pressure - natural gas - medium | Gas turbine, open cycle | back pressure | natural gas | medium | Energy/technical data | Generating capacity for one unit [MW_e] | Generating capacity for one unit |  | MW_e |  | A |  | ctrl | 2030 | 100
52 OCGT - Natural gas | Gas turbine, open cycle - back pressure - natural gas - medium | Gas turbine, open cycle | back pressure | natural gas | medium | Energy/technical data | Generating capacity for one unit [MW_e] | Generating capacity for one unit |  | MW_e |  | A |  | ctrl | 2050 | 100
52 OCGT - Natural gas | Gas turbine, open cycle - back pressure - natural gas - medium | Gas turbine, open cycle | back pressure | natural gas | medium | Energy/technical data | Generating capacity for one unit [MW_e] | Generating capacity for one unit |  | MW_e |  | A |  | lower | 2050
52 OCGT - Natural gas | Gas turbine, open cycle - back pressure - natural gas - medium | Gas turbine, open cycle | back pressure | natural gas | medium | Energy/technical data | Generating capacity for one unit [MW_e] | Generating capacity for one unit |  | MW_e |  | A |  | upper | 2050
52 OCGT - Natural gas | Gas turbine, open cycle - back pressure - natural gas - medium | Gas turbine, open cycle | back pressure | natural gas | medium | Energy/technical data | Planned outage [weeks per year] | Planned outage |  | weeks per year |  | D | 1 | ctrl | 2015 | 0.10714
52 OCGT - Natural gas | Gas turbine, open cycle - back pressure - natural gas - medium | Gas turbine, open cycle | back pressure | natural gas | medium | Energy/technical data | Planned outage [weeks per year] | Planned outage |  | weeks per year |  | D | 1 | ctrl | 2020 | 0.10714
52 OCGT - Natural gas | Gas turbine, open cycle - back pressure - natural gas - medium | Gas turbine, open cycle | back pressure | natural gas | medium | Energy/technical data | Planned outage [weeks per year] | Planned outage |  | weeks per year |  | D | 1 | lower | 2020
52 OCGT - Natural gas | Gas turbine, open cycle - back pressure - natural gas - medium | Gas turbine, open cycle | back pressure | natural gas | medium | Energy/technical data | Planned outage [weeks per year] | Planned outage |  | weeks per year |  | D | 1 | upper | 2020
52 OCGT - Natural gas | Gas turbine, open cycle - back pressure - natural gas - medium | Gas turbine, open cycle | back pressure | natural gas | medium | Energy/technical data | Planned outage [weeks per year] | Planned outage |  | weeks per year |  | D | 1 | ctrl | 2030 | 0.10714
52 OCGT - Natural gas | Gas turbine, open cycle - back pressure - natural gas - medium | Gas turbine, open cycle | back pressure | natural gas | medium | Energy/technical data | Planned outage [weeks per year] | Planned outage |  | weeks per year |  | D | 1 | ctrl | 2050 | 0.10714
52 OCGT - Natural gas | Gas turbine, open cycle - back pressure - natural gas - medium | Gas turbine, open cycle | back pressure | natural gas | medium | Energy/technical data | Planned outage [weeks per year] | Planned outage |  | weeks per year |  | D | 1 | lower | 2050
52 OCGT - Natural gas | Gas turbine, open cycle - back pressure - natural gas - medium | Gas turbine, open cycle | back pressure | natural gas | medium | Energy/technical data | Planned outage [weeks per year] | Planned outage |  | weeks per year |  | D | 1 | upper | 2050
52 OCGT - Natural gas | Gas turbine, open cycle - back pressure - natural gas - medium | Gas turbine, open cycle | back pressure | natural gas | medium | Energy/technical data | Technical lifetime [years] | Technical lifetime |  | years |  | E | 3 | ctrl | 2015 | 25
52 OCGT - Natural gas | Gas turbine, open cycle - back pressure - natural gas - medium | Gas turbine, open cycle | back pressure | natural gas | medium | Energy/technical data | Technical lifetime [years] | Technical lifetime |  | years |  | E | 3 | ctrl | 2020 | 25
52 OCGT - Natural gas | Gas turbine, open cycle - back pressure - natural gas - medium | Gas turbine, open cycle | back pressure | natural gas | medium | Energy/technical data | Technical lifetime [years] | Technical lifetime |  | years |  | E | 3 | lower | 2020
52 OCGT - Natural gas | Gas turbine, open cycle - back pressure - natural gas - medium | Gas turbine, open cycle | back pressure | natural gas | medium | Energy/technical data | Technical lifetime [years] | Technical lifetime |  | years |  | E | 3 | upper | 2020
52 OCGT - Natural gas | Gas turbine, open cycle - back pressure - natural gas - medium | Gas turbine, open cycle | back pressure | natural gas | medium | Energy/technical data | Technical lifetime [years] | Technical lifetime |  | years |  | E | 3 | ctrl | 2030 | 25
52 OCGT - Natural gas | Gas turbine, open cycle - back pressure - natural gas - medium | Gas turbine, open cycle | back pressure | natural gas | medium | Energy/technical data | Technical lifetime [years] | Technical lifetime |  | years |  | E | 3 | ctrl | 2050 | 25
52 OCGT - Natural gas | Gas turbine, open cycle - back pressure - natural gas - medium | Gas turbine, open cycle | back pressure | natural gas | medium | Energy/technical data | Technical lifetime [years] | Technical lifetime |  | years |  | E | 3 | lower | 2050
52 OCGT - Natural gas | Gas turbine, open cycle - back pressure - natural gas - medium | Gas turbine, open cycle | back pressure | natural gas | medium | Energy/technical data | Technical lifetime [years] | Technical lifetime |  | years |  | E | 3 | upper | 2050
52 OCGT - Natural gas | Gas turbine, open cycle - back pressure - natural gas - medium | Gas turbine, open cycle | back pressure | natural gas | medium | Environment | CH4 [g/GJ_i] | CH4 |  | g/GJ_i |  |  | 11 | ctrl | 2015 | 1.7
52 OCGT - Natural gas | Gas turbine, open cycle - back pressure - natural gas - medium | Gas turbine, open cycle | back pressure | natural gas | medium | Environment | CH4 [g/GJ_i] | CH4 |  | g/GJ_i |  |  | 11 | ctrl | 2020 | 1.7
52 OCGT - Natural gas | Gas turbine, open cycle - back pressure - natural gas - medium | Gas turbine, open cycle | back pressure | natural gas | medium | Environment | CH4 [g/GJ_i] | CH4 |  | g/GJ_i |  |  | 11 | lower | 2020
52 OCGT - Natural gas | Gas turbine, open cycle - back pressure - natural gas - medium | Gas turbine, open cycle | back pressure | natural gas | medium | Environment | CH4 [g/GJ_i] | CH4 |  | g/GJ_i |  |  | 11 | upper | 2020
52 OCGT - Natural gas | Gas turbine, open cycle - back pressure - natural gas - medium | Gas turbine, open cycle | back pressure | natural gas | medium | Environment | CH4 [g/GJ_i] | CH4 |  | g/GJ_i |  |  | 11 | ctrl | 2030 | 1.7
52 OCGT - Natural gas | Gas turbine, open cycle - back pressure - natural gas - medium | Gas turbine, open cycle | back pressure | natural gas | medium | Environment | CH4 [g/GJ_i] | CH4 |  | g/GJ_i |  |  | 11 | ctrl | 2050 | 1.7
52 OCGT - Natural gas | Gas turbine, open cycle - back pressure - natural gas - medium | Gas turbine, open cycle | back pressure | natural gas | medium | Environment | CH4 [g/GJ_i] | CH4 |  | g/GJ_i |  |  | 11 | lower | 2050
52 OCGT - Natural gas | Gas turbine, open cycle - back pressure - natural gas - medium | Gas turbine, open cycle | back pressure | natural gas | medium | Environment | CH4 [g/GJ_i] | CH4 |  | g/GJ_i |  |  | 11 | upper | 2050
52 OCGT - Natural gas | Gas turbine, open cycle - back pressure - natural gas - medium | Gas turbine, open cycle | back pressure | natural gas | medium | Environment | N2O [g/GJ_i] | N2O |  | g/GJ_i |  |  | 11 | ctrl | 2015 | 1
52 OCGT - Natural gas | Gas turbine, open cycle - back pressure - natural gas - medium | Gas turbine, open cycle | back pressure | natural gas | medium | Environment | N2O [g/GJ_i] | N2O |  | g/GJ_i |  |  | 11 | ctrl | 2020 | 1
52 OCGT - Natural gas | Gas turbine, open cycle - back pressure - natural gas - medium | Gas turbine, open cycle | back pressure | natural gas | medium | Environment | N2O [g/GJ_i] | N2O |  | g/GJ_i |  |  | 11 | lower | 2020
52 OCGT - Natural gas | Gas turbine, open cycle - back pressure - natural gas - medium | Gas turbine, open cycle | back pressure | natural gas | medium | Environment | N2O [g/GJ_i] | N2O |  | g/GJ_i |  |  | 11 | upper | 2020
52 OCGT - Natural gas | Gas turbine, open cycle - back pressure - natural gas - medium | Gas turbine, open cycle | back pressure | natural gas | medium | Environment | N2O [g/GJ_i] | N2O |  | g/GJ_i |  |  | 11 | ctrl | 2030 | 1
52 OCGT - Natural gas | Gas turbine, open cycle - back pressure - natural gas - medium | Gas turbine, open cycle | back pressure | natural gas | medium | Environment | N2O [g/GJ_i] | N2O |  | g/GJ_i |  |  | 11 | ctrl | 2050 | 1
52 OCGT - Natural gas | Gas turbine, open cycle - back pressure - natural gas - medium | Gas turbine, open cycle | back pressure | natural gas | medium | Environment | N2O [g/GJ_i] | N2O |  | g/GJ_i |  |  | 11 | lower | 2050
52 OCGT - Natural gas | Gas turbine, open cycle - back pressure - natural gas - medium | Gas turbine, open cycle | back pressure | natural gas | medium | Environment | N2O [g/GJ_i] | N2O |  | g/GJ_i |  |  | 11 | upper | 2050
52 OCGT - Natural gas | Gas turbine, open cycle - back pressure - natural gas - medium | Gas turbine, open cycle | back pressure | natural gas | medium | Environment | NOX [g/GJ_i] | NOX |  | g/GJ_i |  |  | 11 | ctrl | 2015 | 48
52 OCGT - Natural gas | Gas turbine, open cycle - back pressure - natural gas - medium | Gas turbine, open cycle | back pressure | natural gas | medium | Environment | NOX [g/GJ_i] | NOX |  | g/GJ_i |  |  | 11 | ctrl | 2020 | 48
52 OCGT - Natural gas | Gas turbine, open cycle - back pressure - natural gas - medium | Gas turbine, open cycle | back pressure | natural gas | medium | Environment | NOX [g/GJ_i] | NOX |  | g/GJ_i |  |  | 11 | lower | 2020
52 OCGT - Natural gas | Gas turbine, open cycle - back pressure - natural gas - medium | Gas turbine, open cycle | back pressure | natural gas | medium | Environment | NOX [g/GJ_i] | NOX |  | g/GJ_i |  |  | 11 | upper | 2020
52 OCGT - Natural gas | Gas turbine, open cycle - back pressure - natural gas - medium | Gas turbine, open cycle | back pressure | natural gas | medium | Environment | NOX [g/GJ_i] | NOX |  | g/GJ_i |  |  | 11 | ctrl | 2030 | 48
52 OCGT - Natural gas | Gas turbine, open cycle - back pressure - natural gas - medium | Gas turbine, open cycle | back pressure | natural gas | medium | Environment | NOX [g/GJ_i] | NOX |  | g/GJ_i |  |  | 11 | ctrl | 2050 | 48
52 OCGT - Natural gas | Gas turbine, open cycle - back pressure - natural gas - medium | Gas turbine, open cycle | back pressure | natural gas | medium | Environment | NOX [g/GJ_i] | NOX |  | g/GJ_i |  |  | 11 | lower | 2050
52 OCGT - Natural gas | Gas turbine, open cycle - back pressure - natural gas - medium | Gas turbine, open cycle | back pressure | natural gas | medium | Environment | NOX [g/GJ_i] | NOX |  | g/GJ_i |  |  | 11 | upper | 2050
52 OCGT - Natural gas | Gas turbine, open cycle - back pressure - natural gas - medium | Gas turbine, open cycle | back pressure | natural gas | medium | Environment | Particles [g/GJ_i] | Particles |  | g/GJ_i |  |  | 11 | ctrl | 2015 | 0.1
52 OCGT - Natural gas | Gas turbine, open cycle - back pressure - natural gas - medium | Gas turbine, open cycle | back pressure | natural gas | medium | Environment | Particles [g/GJ_i] | Particles |  | g/GJ_i |  |  | 11 | ctrl | 2020 | 0.1
52 OCGT - Natural gas | Gas turbine, open cycle - back pressure - natural gas - medium | Gas turbine, open cycle | back pressure | natural gas | medium | Environment | Particles [g/GJ_i] | Particles |  | g/GJ_i |  |  | 11 | lower | 2020
52 OCGT - Natural gas | Gas turbine, open cycle - back pressure - natural gas - medium | Gas turbine, open cycle | back pressure | natural gas | medium | Environment | Particles [g/GJ_i] | Particles |  | g/GJ_i |  |  | 11 | upper | 2020
52 OCGT - Natural gas | Gas turbine, open cycle - back pressure - natural gas - medium | Gas turbine, open cycle | back pressure | natural gas | medium | Environment | Particles [g/GJ_i] | Particles |  | g/GJ_i |  |  | 11 | ctrl | 2030 | 0.1
52 OCGT - Natural gas | Gas turbine, open cycle - back pressure - natural gas - medium | Gas turbine, open cycle | back pressure | natural gas | medium | Environment | Particles [g/GJ_i] | Particles |  | g/GJ_i |  |  | 11 | ctrl | 2050 | 0.1
52 OCGT - Natural gas | Gas turbine, open cycle - back pressure - natural gas - medium | Gas turbine, open cycle | back pressure | natural gas | medium | Environment | Particles [g/GJ_i] | Particles |  | g/GJ_i |  |  | 11 | lower | 2050
52 OCGT - Natural gas | Gas turbine, open cycle - back pressure - natural gas - medium | Gas turbine, open cycle | back pressure | natural gas | medium | Environment | Particles [g/GJ_i] | Particles |  | g/GJ_i |  |  | 11 | upper | 2050
52 OCGT - Natural gas | Gas turbine, open cycle - back pressure - natural gas - medium | Gas turbine, open cycle | back pressure | natural gas | medium | Environment | SO2 [g/GJ_i] | SO2 |  | g/GJ_i |  |  | 11 | ctrl | 2015 | 0.43
52 OCGT - Natural gas | Gas turbine, open cycle - back pressure - natural gas - medium | Gas turbine, open cycle | back pressure | natural gas | medium | Environment | SO2 [g/GJ_i] | SO2 |  | g/GJ_i |  |  | 11 | ctrl | 2020 | 0.43
52 OCGT - Natural gas | Gas turbine, open cycle - back pressure - natural gas - medium | Gas turbine, open cycle | back pressure | natural gas | medium | Environment | SO2 [g/GJ_i] | SO2 |  | g/GJ_i |  |  | 11 | lower | 2020
52 OCGT - Natural gas | Gas turbine, open cycle - back pressure - natural gas - medium | Gas turbine, open cycle | back pressure | natural gas | medium | Environment | SO2 [g/GJ_i] | SO2 |  | g/GJ_i |  |  | 11 | upper | 2020
52 OCGT - Natural gas | Gas turbine, open cycle - back pressure - natural gas - medium | Gas turbine, open cycle | back pressure | natural gas | medium | Environment | SO2 [g/GJ_i] | SO2 |  | g/GJ_i |  |  | 11 | ctrl | 2030 | 0.43
52 OCGT - Natural gas | Gas turbine, open cycle - back pressure - natural gas - medium | Gas turbine, open cycle | back pressure | natural gas | medium | Environment | SO2 [g/GJ_i] | SO2 |  | g/GJ_i |  |  | 11 | ctrl | 2050 | 0.43
52 OCGT - Natural gas | Gas turbine, open cycle - back pressure - natural gas - medium | Gas turbine, open cycle | back pressure | natural gas | medium | Environment | SO2 [g/GJ_i] | SO2 |  | g/GJ_i |  |  | 11 | lower | 2050
52 OCGT - Natural gas | Gas turbine, open cycle - back pressure - natural gas - medium | Gas turbine, open cycle | back pressure | natural gas | medium | Environment | SO2 [g/GJ_i] | SO2 |  | g/GJ_i |  |  | 11 | upper | 2050
52 OCGT - Natural gas | Gas turbine, open cycle - back pressure - natural gas - medium | Gas turbine, open cycle | back pressure | natural gas | medium | Financial data | Nominal investment (equipment) [2015-MEUR/MW_e] | Nominal investment | equipment | MEUR/MW_e | 2015 |  | 12 | ctrl | 2015 | 0.36504
52 OCGT - Natural gas | Gas turbine, open cycle - back pressure - natural gas - medium | Gas turbine, open cycle | back pressure | natural gas | medium | Financial data | Nominal investment (equipment) [2015-MEUR/MW_e] | Nominal investment | equipment | MEUR/MW_e | 2015 |  | 12 | ctrl | 2020 | 0.35409
52 OCGT - Natural gas | Gas turbine, open cycle - back pressure - natural gas - medium | Gas turbine, open cycle | back pressure | natural gas | medium | Financial data | Nominal investment (equipment) [2015-MEUR/MW_e] | Nominal investment | equipment | MEUR/MW_e | 2015 |  | 12 | lower | 2020
52 OCGT - Natural gas | Gas turbine, open cycle - back pressure - natural gas - medium | Gas turbine, open cycle | back pressure | natural gas | medium | Financial data | Nominal investment (equipment) [2015-MEUR/MW_e] | Nominal investment | equipment | MEUR/MW_e | 2015 |  | 12 | upper | 2020
52 OCGT - Natural gas | Gas turbine, open cycle - back pressure - natural gas - medium | Gas turbine, open cycle | back pressure | natural gas | medium | Financial data | Nominal investment (equipment) [2015-MEUR/MW_e] | Nominal investment | equipment | MEUR/MW_e | 2015 |  | 12 | ctrl | 2030 | 0.33949
52 OCGT - Natural gas | Gas turbine, open cycle - back pressure - natural gas - medium | Gas turbine, open cycle | back pressure | natural gas | medium | Financial data | Nominal investment (equipment) [2015-MEUR/MW_e] | Nominal investment | equipment | MEUR/MW_e | 2015 |  | 12 | ctrl | 2050 | 0.32124
52 OCGT - Natural gas | Gas turbine, open cycle - back pressure - natural gas - medium | Gas turbine, open cycle | back pressure | natural gas | medium | Financial data | Nominal investment (equipment) [2015-MEUR/MW_e] | Nominal investment | equipment | MEUR/MW_e | 2015 |  | 12 | lower | 2050
52 OCGT - Natural gas | Gas turbine, open cycle - back pressure - natural gas - medium | Gas turbine, open cycle | back pressure | natural gas | medium | Financial data | Nominal investment (equipment) [2015-MEUR/MW_e] | Nominal investment | equipment | MEUR/MW_e | 2015 |  | 12 | upper | 2050
52 OCGT - Natural gas | Gas turbine, open cycle - back pressure - natural gas - medium | Gas turbine, open cycle | back pressure | natural gas | medium | Financial data | Nominal investment (installation) [2015-MEUR/MW_e] | Nominal investment | installation | MEUR/MW_e | 2015 |  | 12 | ctrl | 2015 | 0.10296
52 OCGT - Natural gas | Gas turbine, open cycle - back pressure - natural gas - medium | Gas turbine, open cycle | back pressure | natural gas | medium | Financial data | Nominal investment (installation) [2015-MEUR/MW_e] | Nominal investment | installation | MEUR/MW_e | 2015 |  | 12 | ctrl | 2020 | 0.099871
52 OCGT - Natural gas | Gas turbine, open cycle - back pressure - natural gas - medium | Gas turbine, open cycle | back pressure | natural gas | medium | Financial data | Nominal investment (installation) [2015-MEUR/MW_e] | Nominal investment | installation | MEUR/MW_e | 2015 |  | 12 | lower | 2020
52 OCGT - Natural gas | Gas turbine, open cycle - back pressure - natural gas - medium | Gas turbine, open cycle | back pressure | natural gas | medium | Financial data | Nominal investment (installation) [2015-MEUR/MW_e] | Nominal investment | installation | MEUR/MW_e | 2015 |  | 12 | upper | 2020
52 OCGT - Natural gas | Gas turbine, open cycle - back pressure - natural gas - medium | Gas turbine, open cycle | back pressure | natural gas | medium | Financial data | Nominal investment (installation) [2015-MEUR/MW_e] | Nominal investment | installation | MEUR/MW_e | 2015 |  | 12 | ctrl | 2030 | 0.095753
52 OCGT - Natural gas | Gas turbine, open cycle - back pressure - natural gas - medium | Gas turbine, open cycle | back pressure | natural gas | medium | Financial data | Nominal investment (installation) [2015-MEUR/MW_e] | Nominal investment | installation | MEUR/MW_e | 2015 |  | 12 | ctrl | 2050 | 0.090605
52 OCGT - Natural gas | Gas turbine, open cycle - back pressure - natural gas - medium | Gas turbine, open cycle | back pressure | natural gas | medium | Financial data | Nominal investment (installation) [2015-MEUR/MW_e] | Nominal investment | installation | MEUR/MW_e | 2015 |  | 12 | lower | 2050
52 OCGT - Natural gas | Gas turbine, open cycle - back pressure - natural gas - medium | Gas turbine, open cycle | back pressure | natural gas | medium | Financial data | Nominal investment (installation) [2015-MEUR/MW_e] | Nominal investment | installation | MEUR/MW_e | 2015 |  | 12 | upper | 2050
52 OCGT - Natural gas | Gas turbine, open cycle - back pressure - natural gas - medium | Gas turbine, open cycle | back pressure | natural gas | medium | Financial data | Fixed O&M (*total) [2015-EUR/MW_e/y] | Fixed O&M | *total | EUR/MW_e/y | 2015 | P | 9 | ctrl | 2015 | 8068
52 OCGT - Natural gas | Gas turbine, open cycle - back pressure - natural gas - medium | Gas turbine, open cycle | back pressure | natural gas | medium | Financial data | Fixed O&M (*total) [2015-EUR/MW_e/y] | Fixed O&M | *total | EUR/MW_e/y | 2015 | P | 9 | ctrl | 2020 | 8068
52 OCGT - Natural gas | Gas turbine, open cycle - back pressure - natural gas - medium | Gas turbine, open cycle | back pressure | natural gas | medium | Financial data | Fixed O&M (*total) [2015-EUR/MW_e/y] | Fixed O&M | *total | EUR/MW_e/y | 2015 | P | 9 | lower | 2020
52 OCGT - Natural gas | Gas turbine, open cycle - back pressure - natural gas - medium | Gas turbine, open cycle | back pressure | natural gas | medium | Financial data | Fixed O&M (*total) [2015-EUR/MW_e/y] | Fixed O&M | *total | EUR/MW_e/y | 2015 | P | 9 | upper | 2020
52 OCGT - Natural gas | Gas turbine, open cycle - back pressure - natural gas - medium | Gas turbine, open cycle | back pressure | natural gas | medium | Financial data | Fixed O&M (*total) [2015-EUR/MW_e/y] | Fixed O&M | *total | EUR/MW_e/y | 2015 | P | 9 | ctrl | 2030 | 7745.28
52 OCGT - Natural gas | Gas turbine, open cycle - back pressure - natural gas - medium | Gas turbine, open cycle | back pressure | natural gas | medium | Financial data | Fixed O&M (*total) [2015-EUR/MW_e/y] | Fixed O&M | *total | EUR/MW_e/y | 2015 | P | 9 | ctrl | 2050 | 7422.56
52 OCGT - Natural gas | Gas turbine, open cycle - back pressure - natural gas - medium | Gas turbine, open cycle | back pressure | natural gas | medium | Financial data | Fixed O&M (*total) [2015-EUR/MW_e/y] | Fixed O&M | *total | EUR/MW_e/y | 2015 | P | 9 | lower | 2050
52 OCGT - Natural gas | Gas turbine, open cycle - back pressure - natural gas - medium | Gas turbine, open cycle | back pressure | natural gas | medium | Financial data | Fixed O&M (*total) [2015-EUR/MW_e/y] | Fixed O&M | *total | EUR/MW_e/y | 2015 | P | 9 | upper | 2050
52 OCGT - Natural gas | Gas turbine, open cycle - back pressure - natural gas - medium | Gas turbine, open cycle | back pressure | natural gas | medium | Financial data | Nominal investment (*total) [2015-MEUR/MW_e] | Nominal investment | *total | MEUR/MW_e | 2015 | [M, N, O] | [7, 9, 10] | ctrl | 2015 | 0.468
52 OCGT - Natural gas | Gas turbine, open cycle - back pressure - natural gas - medium | Gas turbine, open cycle | back pressure | natural gas | medium | Financial data | Nominal investment (*total) [2015-MEUR/MW_e] | Nominal investment | *total | MEUR/MW_e | 2015 | [M, N, O] | [7, 9, 10] | ctrl | 2020 | 0.45396
52 OCGT - Natural gas | Gas turbine, open cycle - back pressure - natural gas - medium | Gas turbine, open cycle | back pressure | natural gas | medium | Financial data | Nominal investment (*total) [2015-MEUR/MW_e] | Nominal investment | *total | MEUR/MW_e | 2015 | [M, N, O] | [7, 9, 10] | lower | 2020 | 0.36317
52 OCGT - Natural gas | Gas turbine, open cycle - back pressure - natural gas - medium | Gas turbine, open cycle | back pressure | natural gas | medium | Financial data | Nominal investment (*total) [2015-MEUR/MW_e] | Nominal investment | *total | MEUR/MW_e | 2015 | [M, N, O] | [7, 9, 10] | upper | 2020 | 0.54475
52 OCGT - Natural gas | Gas turbine, open cycle - back pressure - natural gas - medium | Gas turbine, open cycle | back pressure | natural gas | medium | Financial data | Nominal investment (*total) [2015-MEUR/MW_e] | Nominal investment | *total | MEUR/MW_e | 2015 | [M, N, O] | [7, 9, 10] | ctrl | 2030 | 0.43524
52 OCGT - Natural gas | Gas turbine, open cycle - back pressure - natural gas - medium | Gas turbine, open cycle | back pressure | natural gas | medium | Financial data | Nominal investment (*total) [2015-MEUR/MW_e] | Nominal investment | *total | MEUR/MW_e | 2015 | [M, N, O] | [7, 9, 10] | ctrl | 2050 | 0.41184
52 OCGT - Natural gas | Gas turbine, open cycle - back pressure - natural gas - medium | Gas turbine, open cycle | back pressure | natural gas | medium | Financial data | Nominal investment (*total) [2015-MEUR/MW_e] | Nominal investment | *total | MEUR/MW_e | 2015 | [M, N, O] | [7, 9, 10] | lower | 2050 | 0.28829
52 OCGT - Natural gas | Gas turbine, open cycle - back pressure - natural gas - medium | Gas turbine, open cycle | back pressure | natural gas | medium | Financial data | Nominal investment (*total) [2015-MEUR/MW_e] | Nominal investment | *total | MEUR/MW_e | 2015 | [M, N, O] | [7, 9, 10] | upper | 2050 | 0.53539
52 OCGT - Natural gas | Gas turbine, open cycle - back pressure - natural gas - medium | Gas turbine, open cycle | back pressure | natural gas | medium | Financial data | Startup cost [2015-EUR/MW_e/startup] | Startup cost |  | EUR/MW_e/startup | 2015 |  | 9 | ctrl | 2015 | 43
52 OCGT - Natural gas | Gas turbine, open cycle - back pressure - natural gas - medium | Gas turbine, open cycle | back pressure | natural gas | medium | Financial data | Startup cost [2015-EUR/MW_e/startup] | Startup cost |  | EUR/MW_e/startup | 2015 |  | 9 | ctrl | 2020 | 43
52 OCGT - Natural gas | Gas turbine, open cycle - back pressure - natural gas - medium | Gas turbine, open cycle | back pressure | natural gas | medium | Financial data | Startup cost [2015-EUR/MW_e/startup] | Startup cost |  | EUR/MW_e/startup | 2015 |  | 9 | lower | 2020
52 OCGT - Natural gas | Gas turbine, open cycle - back pressure - natural gas - medium | Gas turbine, open cycle | back pressure | natural gas | medium | Financial data | Startup cost [2015-EUR/MW_e/startup] | Startup cost |  | EUR/MW_e/startup | 2015 |  | 9 | upper | 2020
52 OCGT - Natural gas | Gas turbine, open cycle - back pressure - natural gas - medium | Gas turbine, open cycle | back pressure | natural gas | medium | Financial data | Startup cost [2015-EUR/MW_e/startup] | Startup cost |  | EUR/MW_e/startup | 2015 |  | 9 | ctrl | 2030 | 43
52 OCGT - Natural gas | Gas turbine, open cycle - back pressure - natural gas - medium | Gas turbine, open cycle | back pressure | natural gas | medium | Financial data | Startup cost [2015-EUR/MW_e/startup] | Startup cost |  | EUR/MW_e/startup | 2015 |  | 9 | ctrl | 2050 | 43
52 OCGT - Natural gas | Gas turbine, open cycle - back pressure - natural gas - medium | Gas turbine, open cycle | back pressure | natural gas | medium | Financial data | Startup cost [2015-EUR/MW_e/startup] | Startup cost |  | EUR/MW_e/startup | 2015 |  | 9 | lower | 2050
52 OCGT - Natural gas | Gas turbine, open cycle - back pressure - natural gas - medium | Gas turbine, open cycle | back pressure | natural gas | medium | Financial data | Startup cost [2015-EUR/MW_e/startup] | Startup cost |  | EUR/MW_e/startup | 2015 |  | 9 | upper | 2050
52 OCGT - Natural gas | Gas turbine, open cycle - back pressure - natural gas - medium | Gas turbine, open cycle | back pressure | natural gas | medium | Financial data | Variable O&M (*total) [2015-EUR/MWh_e] | Variable O&M | *total | EUR/MWh_e | 2015 |  | [5, 9, 10] | ctrl | 2015 | 4.5
52 OCGT - Natural gas | Gas turbine, open cycle - back pressure - natural gas - medium | Gas turbine, open cycle | back pressure | natural gas | medium | Financial data | Variable O&M (*total) [2015-EUR/MWh_e] | Variable O&M | *total | EUR/MWh_e | 2015 |  | [5, 9, 10] | ctrl | 2020 | 4.5
52 OCGT - Natural gas | Gas turbine, open cycle - back pressure - natural gas - medium | Gas turbine, open cycle | back pressure | natural gas | medium | Financial data | Variable O&M (*total) [2015-EUR/MWh_e] | Variable O&M | *total | EUR/MWh_e | 2015 |  | [5, 9, 10] | lower | 2020 | 3.5
52 OCGT - Natural gas | Gas turbine, open cycle - back pressure - natural gas - medium | Gas turbine, open cycle | back pressure | natural gas | medium | Financial data | Variable O&M (*total) [2015-EUR/MWh_e] | Variable O&M | *total | EUR/MWh_e | 2015 |  | [5, 9, 10] | upper | 2020 | 5
52 OCGT - Natural gas | Gas turbine, open cycle - back pressure - natural gas - medium | Gas turbine, open cycle | back pressure | natural gas | medium | Financial data | Variable O&M (*total) [2015-EUR/MWh_e] | Variable O&M | *total | EUR/MWh_e | 2015 |  | [5, 9, 10] | ctrl | 2030 | 4.5
52 OCGT - Natural gas | Gas turbine, open cycle - back pressure - natural gas - medium | Gas turbine, open cycle | back pressure | natural gas | medium | Financial data | Variable O&M (*total) [2015-EUR/MWh_e] | Variable O&M | *total | EUR/MWh_e | 2015 |  | [5, 9, 10] | ctrl | 2050 | 4.5
52 OCGT - Natural gas | Gas turbine, open cycle - back pressure - natural gas - medium | Gas turbine, open cycle | back pressure | natural gas | medium | Financial data | Variable O&M (*total) [2015-EUR/MWh_e] | Variable O&M | *total | EUR/MWh_e | 2015 |  | [5, 9, 10] | lower | 2050 | 3.5
52 OCGT - Natural gas | Gas turbine, open cycle - back pressure - natural gas - medium | Gas turbine, open cycle | back pressure | natural gas | medium | Financial data | Variable O&M (*total) [2015-EUR/MWh_e] | Variable O&M | *total | EUR/MWh_e | 2015 |  | [5, 9, 10] | upper | 2050 | 5
52 OCGT - Natural gas | Gas turbine, open cycle - back pressure - natural gas - medium | Gas turbine, open cycle | back pressure | natural gas | medium | Regulation ability | Cold start-up time [hours] | Cold start-up time |  | hours |  | L | [1, 6, 8] | ctrl | 2015 | 0.17
52 OCGT - Natural gas | Gas turbine, open cycle - back pressure - natural gas - medium | Gas turbine, open cycle | back pressure | natural gas | medium | Regulation ability | Cold start-up time [hours] | Cold start-up time |  | hours |  | L | [1, 6, 8] | ctrl | 2020 | 0.17
52 OCGT - Natural gas | Gas turbine, open cycle - back pressure - natural gas - medium | Gas turbine, open cycle | back pressure | natural gas | medium | Regulation ability | Cold start-up time [hours] | Cold start-up time |  | hours |  | L | [1, 6, 8] | lower | 2020 | 0.119
52 OCGT - Natural gas | Gas turbine, open cycle - back pressure - natural gas - medium | Gas turbine, open cycle | back pressure | natural gas | medium | Regulation ability | Cold start-up time [hours] | Cold start-up time |  | hours |  | L | [1, 6, 8] | upper | 2020 | 0.187
52 OCGT - Natural gas | Gas turbine, open cycle - back pressure - natural gas - medium | Gas turbine, open cycle | back pressure | natural gas | medium | Regulation ability | Cold start-up time [hours] | Cold start-up time |  | hours |  | L | [1, 6, 8] | ctrl | 2030 | 0.17
52 OCGT - Natural gas | Gas turbine, open cycle - back pressure - natural gas - medium | Gas turbine, open cycle | back pressure | natural gas | medium | Regulation ability | Cold start-up time [hours] | Cold start-up time |  | hours |  | L | [1, 6, 8] | ctrl | 2050 | 0.17
52 OCGT - Natural gas | Gas turbine, open cycle - back pressure - natural gas - medium | Gas turbine, open cycle | back pressure | natural gas | medium | Regulation ability | Cold start-up time [hours] | Cold start-up time |  | hours |  | L | [1, 6, 8] | lower | 2050
52 OCGT - Natural gas | Gas turbine, open cycle - back pressure - natural gas - medium | Gas turbine, open cycle | back pressure | natural gas | medium | Regulation ability | Cold start-up time [hours] | Cold start-up time |  | hours |  | L | [1, 6, 8] | upper | 2050
52 OCGT - Natural gas | Gas turbine, open cycle - back pressure - natural gas - medium | Gas turbine, open cycle | back pressure | natural gas | medium | Regulation ability | Minimum load (of full load) [] | Minimum load | of full load | [] |  | I | 8 | ctrl | 2015 | 0.25
52 OCGT - Natural gas | Gas turbine, open cycle - back pressure - natural gas - medium | Gas turbine, open cycle | back pressure | natural gas | medium | Regulation ability | Minimum load (of full load) [] | Minimum load | of full load | [] |  | I | 8 | ctrl | 2020 | 0.2
52 OCGT - Natural gas | Gas turbine, open cycle - back pressure - natural gas - medium | Gas turbine, open cycle | back pressure | natural gas | medium | Regulation ability | Minimum load (of full load) [] | Minimum load | of full load | [] |  | I | 8 | lower | 2020
52 OCGT - Natural gas | Gas turbine, open cycle - back pressure - natural gas - medium | Gas turbine, open cycle | back pressure | natural gas | medium | Regulation ability | Minimum load (of full load) [] | Minimum load | of full load | [] |  | I | 8 | upper | 2020
52 OCGT - Natural gas | Gas turbine, open cycle - back pressure - natural gas - medium | Gas turbine, open cycle | back pressure | natural gas | medium | Regulation ability | Minimum load (of full load) [] | Minimum load | of full load | [] |  | I | 8 | ctrl | 2030 | 0.2
52 OCGT - Natural gas | Gas turbine, open cycle - back pressure - natural gas - medium | Gas turbine, open cycle | back pressure | natural gas | medium | Regulation ability | Minimum load (of full load) [] | Minimum load | of full load | [] |  | I | 8 | ctrl | 2050 | 0.2
52 OCGT - Natural gas | Gas turbine, open cycle - back pressure - natural gas - medium | Gas turbine, open cycle | back pressure | natural gas | medium | Regulation ability | Minimum load (of full load) [] | Minimum load | of full load | [] |  | I | 8 | lower | 2050
52 OCGT - Natural gas | Gas turbine, open cycle - back pressure - natural gas - medium | Gas turbine, open cycle | back pressure | natural gas | medium | Regulation ability | Minimum load (of full load) [] | Minimum load | of full load | [] |  | I | 8 | upper | 2050
52 OCGT - Natural gas | Gas turbine, open cycle - back pressure - natural gas - medium | Gas turbine, open cycle | back pressure | natural gas | medium | Regulation ability | Primary regulation (of full load, per 30 seconds) [] | Primary regulation | of full load, per 30 seconds | [] |  | G | 5 | ctrl | 2015 | 0.3
52 OCGT - Natural gas | Gas turbine, open cycle - back pressure - natural gas - medium | Gas turbine, open cycle | back pressure | natural gas | medium | Regulation ability | Primary regulation (of full load, per 30 seconds) [] | Primary regulation | of full load, per 30 seconds | [] |  | G | 5 | ctrl | 2020 | 0.3
52 OCGT - Natural gas | Gas turbine, open cycle - back pressure - natural gas - medium | Gas turbine, open cycle | back pressure | natural gas | medium | Regulation ability | Primary regulation (of full load, per 30 seconds) [] | Primary regulation | of full load, per 30 seconds | [] |  | G | 5 | lower | 2020
52 OCGT - Natural gas | Gas turbine, open cycle - back pressure - natural gas - medium | Gas turbine, open cycle | back pressure | natural gas | medium | Regulation ability | Primary regulation (of full load, per 30 seconds) [] | Primary regulation | of full load, per 30 seconds | [] |  | G | 5 | upper | 2020
52 OCGT - Natural gas | Gas turbine, open cycle - back pressure - natural gas - medium | Gas turbine, open cycle | back pressure | natural gas | medium | Regulation ability | Primary regulation (of full load, per 30 seconds) [] | Primary regulation | of full load, per 30 seconds | [] |  | G | 5 | ctrl | 2030 | 0.3
52 OCGT - Natural gas | Gas turbine, open cycle - back pressure - natural gas - medium | Gas turbine, open cycle | back pressure | natural gas | medium | Regulation ability | Primary regulation (of full load, per 30 seconds) [] | Primary regulation | of full load, per 30 seconds | [] |  | G | 5 | ctrl | 2050 | 0.3
52 OCGT - Natural gas | Gas turbine, open cycle - back pressure - natural gas - medium | Gas turbine, open cycle | back pressure | natural gas | medium | Regulation ability | Primary regulation (of full load, per 30 seconds) [] | Primary regulation | of full load, per 30 seconds | [] |  | G | 5 | lower | 2050
52 OCGT - Natural gas | Gas turbine, open cycle - back pressure - natural gas - medium | Gas turbine, open cycle | back pressure | natural gas | medium | Regulation ability | Primary regulation (of full load, per 30 seconds) [] | Primary regulation | of full load, per 30 seconds | [] |  | G | 5 | upper | 2050
52 OCGT - Natural gas | Gas turbine, open cycle - back pressure - natural gas - medium | Gas turbine, open cycle | back pressure | natural gas | medium | Regulation ability | Secondary regulation (of full load, per minute) [] | Secondary regulation | of full load, per minute | [] |  | H | [5, 6, 7] | ctrl | 2015 | 0.3
52 OCGT - Natural gas | Gas turbine, open cycle - back pressure - natural gas - medium | Gas turbine, open cycle | back pressure | natural gas | medium | Regulation ability | Secondary regulation (of full load, per minute) [] | Secondary regulation | of full load, per minute | [] |  | H | [5, 6, 7] | ctrl | 2020 | 0.3
52 OCGT - Natural gas | Gas turbine, open cycle - back pressure - natural gas - medium | Gas turbine, open cycle | back pressure | natural gas | medium | Regulation ability | Secondary regulation (of full load, per minute) [] | Secondary regulation | of full load, per minute | [] |  | H | [5, 6, 7] | lower | 2020 | 0.15
52 OCGT - Natural gas | Gas turbine, open cycle - back pressure - natural gas - medium | Gas turbine, open cycle | back pressure | natural gas | medium | Regulation ability | Secondary regulation (of full load, per minute) [] | Secondary regulation | of full load, per minute | [] |  | H | [5, 6, 7] | upper | 2020 | 0.5
52 OCGT - Natural gas | Gas turbine, open cycle - back pressure - natural gas - medium | Gas turbine, open cycle | back pressure | natural gas | medium | Regulation ability | Secondary regulation (of full load, per minute) [] | Secondary regulation | of full load, per minute | [] |  | H | [5, 6, 7] | ctrl | 2030 | 0.3
52 OCGT - Natural gas | Gas turbine, open cycle - back pressure - natural gas - medium | Gas turbine, open cycle | back pressure | natural gas | medium | Regulation ability | Secondary regulation (of full load, per minute) [] | Secondary regulation | of full load, per minute | [] |  | H | [5, 6, 7] | ctrl | 2050 | 0.3
52 OCGT - Natural gas | Gas turbine, open cycle - back pressure - natural gas - medium | Gas turbine, open cycle | back pressure | natural gas | medium | Regulation ability | Secondary regulation (of full load, per minute) [] | Secondary regulation | of full load, per minute | [] |  | H | [5, 6, 7] | lower | 2050
52 OCGT - Natural gas | Gas turbine, open cycle - back pressure - natural gas - medium | Gas turbine, open cycle | back pressure | natural gas | medium | Regulation ability | Secondary regulation (of full load, per minute) [] | Secondary regulation | of full load, per minute | [] |  | H | [5, 6, 7] | upper | 2050
52 OCGT - Natural gas | Gas turbine, open cycle - back pressure - natural gas - medium | Gas turbine, open cycle | back pressure | natural gas | medium | Regulation ability | Warm start-up time [hours] | Warm start-up time |  | hours |  |  | [8, 9, 10] | ctrl | 2015 | 0.083333
52 OCGT - Natural gas | Gas turbine, open cycle - back pressure - natural gas - medium | Gas turbine, open cycle | back pressure | natural gas | medium | Regulation ability | Warm start-up time [hours] | Warm start-up time |  | hours |  |  | [8, 9, 10] | ctrl | 2020 | 0.083333
52 OCGT - Natural gas | Gas turbine, open cycle - back pressure - natural gas - medium | Gas turbine, open cycle | back pressure | natural gas | medium | Regulation ability | Warm start-up time [hours] | Warm start-up time |  | hours |  |  | [8, 9, 10] | lower | 2020 | 0.075
52 OCGT - Natural gas | Gas turbine, open cycle - back pressure - natural gas - medium | Gas turbine, open cycle | back pressure | natural gas | medium | Regulation ability | Warm start-up time [hours] | Warm start-up time |  | hours |  |  | [8, 9, 10] | upper | 2020 | 0.10833
52 OCGT - Natural gas | Gas turbine, open cycle - back pressure - natural gas - medium | Gas turbine, open cycle | back pressure | natural gas | medium | Regulation ability | Warm start-up time [hours] | Warm start-up time |  | hours |  |  | [8, 9, 10] | ctrl | 2030 | 0.083333
52 OCGT - Natural gas | Gas turbine, open cycle - back pressure - natural gas - medium | Gas turbine, open cycle | back pressure | natural gas | medium | Regulation ability | Warm start-up time [hours] | Warm start-up time |  | hours |  |  | [8, 9, 10] | ctrl | 2050 | 0.083333
52 OCGT - Natural gas | Gas turbine, open cycle - back pressure - natural gas - medium | Gas turbine, open cycle | back pressure | natural gas | medium | Regulation ability | Warm start-up time [hours] | Warm start-up time |  | hours |  |  | [8, 9, 10] | lower | 2050
52 OCGT - Natural gas | Gas turbine, open cycle - back pressure - natural gas - medium | Gas turbine, open cycle | back pressure | natural gas | medium | Regulation ability | Warm start-up time [hours] | Warm start-up time |  | hours |  |  | [8, 9, 10] | upper | 2050
52 OCGT - Light fuel oil | Gas turbine, open cycle - back pressure - light fuel oil - medium | Gas turbine, open cycle | back pressure | light fuel oil | medium | Energy/technical data | Cb coefficient (50°C/100°C) | Cb coefficient | 50°C/100°C |  |  |  |  | ctrl | 2015
52 OCGT - Light fuel oil | Gas turbine, open cycle - back pressure - light fuel oil - medium | Gas turbine, open cycle | back pressure | light fuel oil | medium | Energy/technical data | Cb coefficient (50°C/100°C) | Cb coefficient | 50°C/100°C |  |  |  |  | ctrl | 2020
52 OCGT - Light fuel oil | Gas turbine, open cycle - back pressure - light fuel oil - medium | Gas turbine, open cycle | back pressure | light fuel oil | medium | Energy/technical data | Cb coefficient (50°C/100°C) | Cb coefficient | 50°C/100°C |  |  |  |  | lower | 2020
52 OCGT - Light fuel oil | Gas turbine, open cycle - back pressure - light fuel oil - medium | Gas turbine, open cycle | back pressure | light fuel oil | medium | Energy/technical data | Cb coefficient (50°C/100°C) | Cb coefficient | 50°C/100°C |  |  |  |  | upper | 2020
52 OCGT - Light fuel oil | Gas turbine, open cycle - back pressure - light fuel oil - medium | Gas turbine, open cycle | back pressure | light fuel oil | medium | Energy/technical data | Cb coefficient (50°C/100°C) | Cb coefficient | 50°C/100°C |  |  |  |  | ctrl | 2030
52 OCGT - Light fuel oil | Gas turbine, open cycle - back pressure - light fuel oil - medium | Gas turbine, open cycle | back pressure | light fuel oil | medium | Energy/technical data | Cb coefficient (50°C/100°C) | Cb coefficient | 50°C/100°C |  |  |  |  | ctrl | 2050
52 OCGT - Light fuel oil | Gas turbine, open cycle - back pressure - light fuel oil - medium | Gas turbine, open cycle | back pressure | light fuel oil | medium | Energy/technical data | Cb coefficient (50°C/100°C) | Cb coefficient | 50°C/100°C |  |  |  |  | lower | 2050
52 OCGT - Light fuel oil | Gas turbine, open cycle - back pressure - light fuel oil - medium | Gas turbine, open cycle | back pressure | light fuel oil | medium | Energy/technical data | Cb coefficient (50°C/100°C) | Cb coefficient | 50°C/100°C |  |  |  |  | upper | 2050
52 OCGT - Light fuel oil | Gas turbine, open cycle - back pressure - light fuel oil - medium | Gas turbine, open cycle | back pressure | light fuel oil | medium | Energy/technical data | Construction time [years] | Construction time |  | years |  |  |  | ctrl | 2015
52 OCGT - Light fuel oil | Gas turbine, open cycle - back pressure - light fuel oil - medium | Gas turbine, open cycle | back pressure | light fuel oil | medium | Energy/technical data | Construction time [years] | Construction time |  | years |  |  |  | ctrl | 2020
52 OCGT - Light fuel oil | Gas turbine, open cycle - back pressure - light fuel oil - medium | Gas turbine, open cycle | back pressure | light fuel oil | medium | Energy/technical data | Construction time [years] | Construction time |  | years |  |  |  | lower | 2020
52 OCGT - Light fuel oil | Gas turbine, open cycle - back pressure - light fuel oil - medium | Gas turbine, open cycle | back pressure | light fuel oil | medium | Energy/technical data | Construction time [years] | Construction time |  | years |  |  |  | upper | 2020
52 OCGT - Light fuel oil | Gas turbine, open cycle - back pressure - light fuel oil - medium | Gas turbine, open cycle | back pressure | light fuel oil | medium | Energy/technical data | Construction time [years] | Construction time |  | years |  |  |  | ctrl | 2030
52 OCGT - Light fuel oil | Gas turbine, open cycle - back pressure - light fuel oil - medium | Gas turbine, open cycle | back pressure | light fuel oil | medium | Energy/technical data | Construction time [years] | Construction time |  | years |  |  |  | ctrl | 2050
52 OCGT - Light fuel oil | Gas turbine, open cycle - back pressure - light fuel oil - medium | Gas turbine, open cycle | back pressure | light fuel oil | medium | Energy/technical data | Construction time [years] | Construction time |  | years |  |  |  | lower | 2050
52 OCGT - Light fuel oil | Gas turbine, open cycle - back pressure - light fuel oil - medium | Gas turbine, open cycle | back pressure | light fuel oil | medium | Energy/technical data | Construction time [years] | Construction time |  | years |  |  |  | upper | 2050
52 OCGT - Light fuel oil | Gas turbine, open cycle - back pressure - light fuel oil - medium | Gas turbine, open cycle | back pressure | light fuel oil | medium | Energy/technical data | Cv coefficient (50°C/100°C) | Cv coefficient | 50°C/100°C |  |  |  |  | ctrl | 2015
52 OCGT - Light fuel oil | Gas turbine, open cycle - back pressure - light fuel oil - medium | Gas turbine, open cycle | back pressure | light fuel oil | medium | Energy/technical data | Cv coefficient (50°C/100°C) | Cv coefficient | 50°C/100°C |  |  |  |  | ctrl | 2020
52 OCGT - Light fuel oil | Gas turbine, open cycle - back pressure - light fuel oil - medium | Gas turbine, open cycle | back pressure | light fuel oil | medium | Energy/technical data | Cv coefficient (50°C/100°C) | Cv coefficient | 50°C/100°C |  |  |  |  | lower | 2020
52 OCGT - Light fuel oil | Gas turbine, open cycle - back pressure - light fuel oil - medium | Gas turbine, open cycle | back pressure | light fuel oil | medium | Energy/technical data | Cv coefficient (50°C/100°C) | Cv coefficient | 50°C/100°C |  |  |  |  | upper | 2020
52 OCGT - Light fuel oil | Gas turbine, open cycle - back pressure - light fuel oil - medium | Gas turbine, open cycle | back pressure | light fuel oil | medium | Energy/technical data | Cv coefficient (50°C/100°C) | Cv coefficient | 50°C/100°C |  |  |  |  | ctrl | 2030
52 OCGT - Light fuel oil | Gas turbine, open cycle - back pressure - light fuel oil - medium | Gas turbine, open cycle | back pressure | light fuel oil | medium | Energy/technical data | Cv coefficient (50°C/100°C) | Cv coefficient | 50°C/100°C |  |  |  |  | ctrl | 2050
52 OCGT - Light fuel oil | Gas turbine, open cycle - back pressure - light fuel oil - medium | Gas turbine, open cycle | back pressure | light fuel oil | medium | Energy/technical data | Cv coefficient (50°C/100°C) | Cv coefficient | 50°C/100°C |  |  |  |  | lower | 2050
52 OCGT - Light fuel oil | Gas turbine, open cycle - back pressure - light fuel oil - medium | Gas turbine, open cycle | back pressure | light fuel oil | medium | Energy/technical data | Cv coefficient (50°C/100°C) | Cv coefficient | 50°C/100°C |  |  |  |  | upper | 2050
52 OCGT - Light fuel oil | Gas turbine, open cycle - back pressure - light fuel oil - medium | Gas turbine, open cycle | back pressure | light fuel oil | medium | Energy/technical data | Electrical efficiency (net, annual average) [] | Electrical efficiency | net, annual average | [] |  | A | 18 | ctrl | 2015 | 0.38
52 OCGT - Light fuel oil | Gas turbine, open cycle - back pressure - light fuel oil - medium | Gas turbine, open cycle | back pressure | light fuel oil | medium | Energy/technical data | Electrical efficiency (net, annual average) [] | Electrical efficiency | net, annual average | [] |  | A | 18 | ctrl | 2020 | 0.39
52 OCGT - Light fuel oil | Gas turbine, open cycle - back pressure - light fuel oil - medium | Gas turbine, open cycle | back pressure | light fuel oil | medium | Energy/technical data | Electrical efficiency (net, annual average) [] | Electrical efficiency | net, annual average | [] |  | A | 18 | lower | 2020 | 0.385
52 OCGT - Light fuel oil | Gas turbine, open cycle - back pressure - light fuel oil - medium | Gas turbine, open cycle | back pressure | light fuel oil | medium | Energy/technical data | Electrical efficiency (net, annual average) [] | Electrical efficiency | net, annual average | [] |  | A | 18 | upper | 2020 | 0.4
52 OCGT - Light fuel oil | Gas turbine, open cycle - back pressure - light fuel oil - medium | Gas turbine, open cycle | back pressure | light fuel oil | medium | Energy/technical data | Electrical efficiency (net, annual average) [] | Electrical efficiency | net, annual average | [] |  | A | 18 | ctrl | 2030 | 0.4
52 OCGT - Light fuel oil | Gas turbine, open cycle - back pressure - light fuel oil - medium | Gas turbine, open cycle | back pressure | light fuel oil | medium | Energy/technical data | Electrical efficiency (net, annual average) [] | Electrical efficiency | net, annual average | [] |  | A | 18 | ctrl | 2050 | 0.42
52 OCGT - Light fuel oil | Gas turbine, open cycle - back pressure - light fuel oil - medium | Gas turbine, open cycle | back pressure | light fuel oil | medium | Energy/technical data | Electrical efficiency (net, annual average) [] | Electrical efficiency | net, annual average | [] |  | A | 18 | lower | 2050
52 OCGT - Light fuel oil | Gas turbine, open cycle - back pressure - light fuel oil - medium | Gas turbine, open cycle | back pressure | light fuel oil | medium | Energy/technical data | Electrical efficiency (net, annual average) [] | Electrical efficiency | net, annual average | [] |  | A | 18 | upper | 2050
52 OCGT - Light fuel oil | Gas turbine, open cycle - back pressure - light fuel oil - medium | Gas turbine, open cycle | back pressure | light fuel oil | medium | Energy/technical data | Electrical efficiency (net, name plate) [] | Electrical efficiency | net, name plate | [] |  | A | 18 | ctrl | 2015 | 0.04
52 OCGT - Light fuel oil | Gas turbine, open cycle - back pressure - light fuel oil - medium | Gas turbine, open cycle | back pressure | light fuel oil | medium | Energy/technical data | Electrical efficiency (net, name plate) [] | Electrical efficiency | net, name plate | [] |  | A | 18 | ctrl | 2020 | 0.41
52 OCGT - Light fuel oil | Gas turbine, open cycle - back pressure - light fuel oil - medium | Gas turbine, open cycle | back pressure | light fuel oil | medium | Energy/technical data | Electrical efficiency (net, name plate) [] | Electrical efficiency | net, name plate | [] |  | A | 18 | lower | 2020 | 0.405
52 OCGT - Light fuel oil | Gas turbine, open cycle - back pressure - light fuel oil - medium | Gas turbine, open cycle | back pressure | light fuel oil | medium | Energy/technical data | Electrical efficiency (net, name plate) [] | Electrical efficiency | net, name plate | [] |  | A | 18 | upper | 2020 | 0.42
52 OCGT - Light fuel oil | Gas turbine, open cycle - back pressure - light fuel oil - medium | Gas turbine, open cycle | back pressure | light fuel oil | medium | Energy/technical data | Electrical efficiency (net, name plate) [] | Electrical efficiency | net, name plate | [] |  | A | 18 | ctrl | 2030 | 0.42
52 OCGT - Light fuel oil | Gas turbine, open cycle - back pressure - light fuel oil - medium | Gas turbine, open cycle | back pressure | light fuel oil | medium | Energy/technical data | Electrical efficiency (net, name plate) [] | Electrical efficiency | net, name plate | [] |  | A | 18 | ctrl | 2050 | 0.44
52 OCGT - Light fuel oil | Gas turbine, open cycle - back pressure - light fuel oil - medium | Gas turbine, open cycle | back pressure | light fuel oil | medium | Energy/technical data | Electrical efficiency (net, name plate) [] | Electrical efficiency | net, name plate | [] |  | A | 18 | lower | 2050
52 OCGT - Light fuel oil | Gas turbine, open cycle - back pressure - light fuel oil - medium | Gas turbine, open cycle | back pressure | light fuel oil | medium | Energy/technical data | Electrical efficiency (net, name plate) [] | Electrical efficiency | net, name plate | [] |  | A | 18 | upper | 2050
52 OCGT - Light fuel oil | Gas turbine, open cycle - back pressure - light fuel oil - medium | Gas turbine, open cycle | back pressure | light fuel oil | medium | Energy/technical data | Forced outage [] | Forced outage |  | [] |  |  |  | ctrl | 2015
52 OCGT - Light fuel oil | Gas turbine, open cycle - back pressure - light fuel oil - medium | Gas turbine, open cycle | back pressure | light fuel oil | medium | Energy/technical data | Forced outage [] | Forced outage |  | [] |  |  |  | ctrl | 2020
52 OCGT - Light fuel oil | Gas turbine, open cycle - back pressure - light fuel oil - medium | Gas turbine, open cycle | back pressure | light fuel oil | medium | Energy/technical data | Forced outage [] | Forced outage |  | [] |  |  |  | lower | 2020
52 OCGT - Light fuel oil | Gas turbine, open cycle - back pressure - light fuel oil - medium | Gas turbine, open cycle | back pressure | light fuel oil | medium | Energy/technical data | Forced outage [] | Forced outage |  | [] |  |  |  | upper | 2020
52 OCGT - Light fuel oil | Gas turbine, open cycle - back pressure - light fuel oil - medium | Gas turbine, open cycle | back pressure | light fuel oil | medium | Energy/technical data | Forced outage [] | Forced outage |  | [] |  |  |  | ctrl | 2030
52 OCGT - Light fuel oil | Gas turbine, open cycle - back pressure - light fuel oil - medium | Gas turbine, open cycle | back pressure | light fuel oil | medium | Energy/technical data | Forced outage [] | Forced outage |  | [] |  |  |  | ctrl | 2050
52 OCGT - Light fuel oil | Gas turbine, open cycle - back pressure - light fuel oil - medium | Gas turbine, open cycle | back pressure | light fuel oil | medium | Energy/technical data | Forced outage [] | Forced outage |  | [] |  |  |  | lower | 2050
52 OCGT - Light fuel oil | Gas turbine, open cycle - back pressure - light fuel oil - medium | Gas turbine, open cycle | back pressure | light fuel oil | medium | Energy/technical data | Forced outage [] | Forced outage |  | [] |  |  |  | upper | 2050
52 OCGT - Light fuel oil | Gas turbine, open cycle - back pressure - light fuel oil - medium | Gas turbine, open cycle | back pressure | light fuel oil | medium | Energy/technical data | Generating capacity for one unit [MW_e] | Generating capacity for one unit |  | MW_e |  |  |  | ctrl | 2015
52 OCGT - Light fuel oil | Gas turbine, open cycle - back pressure - light fuel oil - medium | Gas turbine, open cycle | back pressure | light fuel oil | medium | Energy/technical data | Generating capacity for one unit [MW_e] | Generating capacity for one unit |  | MW_e |  |  |  | ctrl | 2020
52 OCGT - Light fuel oil | Gas turbine, open cycle - back pressure - light fuel oil - medium | Gas turbine, open cycle | back pressure | light fuel oil | medium | Energy/technical data | Generating capacity for one unit [MW_e] | Generating capacity for one unit |  | MW_e |  |  |  | lower | 2020
52 OCGT - Light fuel oil | Gas turbine, open cycle - back pressure - light fuel oil - medium | Gas turbine, open cycle | back pressure | light fuel oil | medium | Energy/technical data | Generating capacity for one unit [MW_e] | Generating capacity for one unit |  | MW_e |  |  |  | upper | 2020
52 OCGT - Light fuel oil | Gas turbine, open cycle - back pressure - light fuel oil - medium | Gas turbine, open cycle | back pressure | light fuel oil | medium | Energy/technical data | Generating capacity for one unit [MW_e] | Generating capacity for one unit |  | MW_e |  |  |  | ctrl | 2030
52 OCGT - Light fuel oil | Gas turbine, open cycle - back pressure - light fuel oil - medium | Gas turbine, open cycle | back pressure | light fuel oil | medium | Energy/technical data | Generating capacity for one unit [MW_e] | Generating capacity for one unit |  | MW_e |  |  |  | ctrl | 2050
52 OCGT - Light fuel oil | Gas turbine, open cycle - back pressure - light fuel oil - medium | Gas turbine, open cycle | back pressure | light fuel oil | medium | Energy/technical data | Generating capacity for one unit [MW_e] | Generating capacity for one unit |  | MW_e |  |  |  | lower | 2050
52 OCGT - Light fuel oil | Gas turbine, open cycle - back pressure - light fuel oil - medium | Gas turbine, open cycle | back pressure | light fuel oil | medium | Energy/technical data | Generating capacity for one unit [MW_e] | Generating capacity for one unit |  | MW_e |  |  |  | upper | 2050
52 OCGT - Light fuel oil | Gas turbine, open cycle - back pressure - light fuel oil - medium | Gas turbine, open cycle | back pressure | light fuel oil | medium | Energy/technical data | Planned outage [weeks per year] | Planned outage |  | weeks per year |  |  |  | ctrl | 2015
52 OCGT - Light fuel oil | Gas turbine, open cycle - back pressure - light fuel oil - medium | Gas turbine, open cycle | back pressure | light fuel oil | medium | Energy/technical data | Planned outage [weeks per year] | Planned outage |  | weeks per year |  |  |  | ctrl | 2020
52 OCGT - Light fuel oil | Gas turbine, open cycle - back pressure - light fuel oil - medium | Gas turbine, open cycle | back pressure | light fuel oil | medium | Energy/technical data | Planned outage [weeks per year] | Planned outage |  | weeks per year |  |  |  | lower | 2020
52 OCGT - Light fuel oil | Gas turbine, open cycle - back pressure - light fuel oil - medium | Gas turbine, open cycle | back pressure | light fuel oil | medium | Energy/technical data | Planned outage [weeks per year] | Planned outage |  | weeks per year |  |  |  | upper | 2020
52 OCGT - Light fuel oil | Gas turbine, open cycle - back pressure - light fuel oil - medium | Gas turbine, open cycle | back pressure | light fuel oil | medium | Energy/technical data | Planned outage [weeks per year] | Planned outage |  | weeks per year |  |  |  | ctrl | 2030
52 OCGT - Light fuel oil | Gas turbine, open cycle - back pressure - light fuel oil - medium | Gas turbine, open cycle | back pressure | light fuel oil | medium | Energy/technical data | Planned outage [weeks per year] | Planned outage |  | weeks per year |  |  |  | ctrl | 2050
52 OCGT - Light fuel oil | Gas turbine, open cycle - back pressure - light fuel oil - medium | Gas turbine, open cycle | back pressure | light fuel oil | medium | Energy/technical data | Planned outage [weeks per year] | Planned outage |  | weeks per year |  |  |  | lower | 2050
52 OCGT - Light fuel oil | Gas turbine, open cycle - back pressure - light fuel oil - medium | Gas turbine, open cycle | back pressure | light fuel oil | medium | Energy/technical data | Planned outage [weeks per year] | Planned outage |  | weeks per year |  |  |  | upper | 2050
52 OCGT - Light fuel oil | Gas turbine, open cycle - back pressure - light fuel oil - medium | Gas turbine, open cycle | back pressure | light fuel oil | medium | Energy/technical data | Technical lifetime [years] | Technical lifetime |  | years |  |  |  | ctrl | 2015
52 OCGT - Light fuel oil | Gas turbine, open cycle - back pressure - light fuel oil - medium | Gas turbine, open cycle | back pressure | light fuel oil | medium | Energy/technical data | Technical lifetime [years] | Technical lifetime |  | years |  |  |  | ctrl | 2020
52 OCGT - Light fuel oil | Gas turbine, open cycle - back pressure - light fuel oil - medium | Gas turbine, open cycle | back pressure | light fuel oil | medium | Energy/technical data | Technical lifetime [years] | Technical lifetime |  | years |  |  |  | lower | 2020
52 OCGT - Light fuel oil | Gas turbine, open cycle - back pressure - light fuel oil - medium | Gas turbine, open cycle | back pressure | light fuel oil | medium | Energy/technical data | Technical lifetime [years] | Technical lifetime |  | years |  |  |  | upper | 2020
52 OCGT - Light fuel oil | Gas turbine, open cycle - back pressure - light fuel oil - medium | Gas turbine, open cycle | back pressure | light fuel oil | medium | Energy/technical data | Technical lifetime [years] | Technical lifetime |  | years |  |  |  | ctrl | 2030
52 OCGT - Light fuel oil | Gas turbine, open cycle - back pressure - light fuel oil - medium | Gas turbine, open cycle | back pressure | light fuel oil | medium | Energy/technical data | Technical lifetime [years] | Technical lifetime |  | years |  |  |  | ctrl | 2050
52 OCGT - Light fuel oil | Gas turbine, open cycle - back pressure - light fuel oil - medium | Gas turbine, open cycle | back pressure | light fuel oil | medium | Energy/technical data | Technical lifetime [years] | Technical lifetime |  | years |  |  |  | lower | 2050
52 OCGT - Light fuel oil | Gas turbine, open cycle - back pressure - light fuel oil - medium | Gas turbine, open cycle | back pressure | light fuel oil | medium | Energy/technical data | Technical lifetime [years] | Technical lifetime |  | years |  |  |  | upper | 2050
52 OCGT - Light fuel oil | Gas turbine, open cycle - back pressure - light fuel oil - medium | Gas turbine, open cycle | back pressure | light fuel oil | medium | Environment | CH4 [g/GJ_i] | CH4 |  | g/GJ_i |  | B | 11 | ctrl | 2015 | 3
52 OCGT - Light fuel oil | Gas turbine, open cycle - back pressure - light fuel oil - medium | Gas turbine, open cycle | back pressure | light fuel oil | medium | Environment | CH4 [g/GJ_i] | CH4 |  | g/GJ_i |  | B | 11 | ctrl | 2020 | 3
52 OCGT - Light fuel oil | Gas turbine, open cycle - back pressure - light fuel oil - medium | Gas turbine, open cycle | back pressure | light fuel oil | medium | Environment | CH4 [g/GJ_i] | CH4 |  | g/GJ_i |  | B | 11 | lower | 2020
52 OCGT - Light fuel oil | Gas turbine, open cycle - back pressure - light fuel oil - medium | Gas turbine, open cycle | back pressure | light fuel oil | medium | Environment | CH4 [g/GJ_i] | CH4 |  | g/GJ_i |  | B | 11 | upper | 2020
52 OCGT - Light fuel oil | Gas turbine, open cycle - back pressure - light fuel oil - medium | Gas turbine, open cycle | back pressure | light fuel oil | medium | Environment | CH4 [g/GJ_i] | CH4 |  | g/GJ_i |  | B | 11 | ctrl | 2030 | 3
52 OCGT - Light fuel oil | Gas turbine, open cycle - back pressure - light fuel oil - medium | Gas turbine, open cycle | back pressure | light fuel oil | medium | Environment | CH4 [g/GJ_i] | CH4 |  | g/GJ_i |  | B | 11 | ctrl | 2050 | 3
52 OCGT - Light fuel oil | Gas turbine, open cycle - back pressure - light fuel oil - medium | Gas turbine, open cycle | back pressure | light fuel oil | medium | Environment | CH4 [g/GJ_i] | CH4 |  | g/GJ_i |  | B | 11 | lower | 2050
52 OCGT - Light fuel oil | Gas turbine, open cycle - back pressure - light fuel oil - medium | Gas turbine, open cycle | back pressure | light fuel oil | medium | Environment | CH4 [g/GJ_i] | CH4 |  | g/GJ_i |  | B | 11 | upper | 2050
52 OCGT - Light fuel oil | Gas turbine, open cycle - back pressure - light fuel oil - medium | Gas turbine, open cycle | back pressure | light fuel oil | medium | Environment | N2O [g/GJ_i] | N2O |  | g/GJ_i |  | B | 11 | ctrl | 2015 | 0.6
52 OCGT - Light fuel oil | Gas turbine, open cycle - back pressure - light fuel oil - medium | Gas turbine, open cycle | back pressure | light fuel oil | medium | Environment | N2O [g/GJ_i] | N2O |  | g/GJ_i |  | B | 11 | ctrl | 2020 | 0.6
52 OCGT - Light fuel oil | Gas turbine, open cycle - back pressure - light fuel oil - medium | Gas turbine, open cycle | back pressure | light fuel oil | medium | Environment | N2O [g/GJ_i] | N2O |  | g/GJ_i |  | B | 11 | lower | 2020
52 OCGT - Light fuel oil | Gas turbine, open cycle - back pressure - light fuel oil - medium | Gas turbine, open cycle | back pressure | light fuel oil | medium | Environment | N2O [g/GJ_i] | N2O |  | g/GJ_i |  | B | 11 | upper | 2020
52 OCGT - Light fuel oil | Gas turbine, open cycle - back pressure - light fuel oil - medium | Gas turbine, open cycle | back pressure | light fuel oil | medium | Environment | N2O [g/GJ_i] | N2O |  | g/GJ_i |  | B | 11 | ctrl | 2030 | 0.6
52 OCGT - Light fuel oil | Gas turbine, open cycle - back pressure - light fuel oil - medium | Gas turbine, open cycle | back pressure | light fuel oil | medium | Environment | N2O [g/GJ_i] | N2O |  | g/GJ_i |  | B | 11 | ctrl | 2050 | 0.6
52 OCGT - Light fuel oil | Gas turbine, open cycle - back pressure - light fuel oil - medium | Gas turbine, open cycle | back pressure | light fuel oil | medium | Environment | N2O [g/GJ_i] | N2O |  | g/GJ_i |  | B | 11 | lower | 2050
52 OCGT - Light fuel oil | Gas turbine, open cycle - back pressure - light fuel oil - medium | Gas turbine, open cycle | back pressure | light fuel oil | medium | Environment | N2O [g/GJ_i] | N2O |  | g/GJ_i |  | B | 11 | upper | 2050
52 OCGT - Light fuel oil | Gas turbine, open cycle - back pressure - light fuel oil - medium | Gas turbine, open cycle | back pressure | light fuel oil | medium | Environment | NOX [g/GJ_i] | NOX |  | g/GJ_i |  | B | 11 | ctrl | 2015 | 230
52 OCGT - Light fuel oil | Gas turbine, open cycle - back pressure - light fuel oil - medium | Gas turbine, open cycle | back pressure | light fuel oil | medium | Environment | NOX [g/GJ_i] | NOX |  | g/GJ_i |  | B | 11 | ctrl | 2020 | 230
52 OCGT - Light fuel oil | Gas turbine, open cycle - back pressure - light fuel oil - medium | Gas turbine, open cycle | back pressure | light fuel oil | medium | Environment | NOX [g/GJ_i] | NOX |  | g/GJ_i |  | B | 11 | lower | 2020
52 OCGT - Light fuel oil | Gas turbine, open cycle - back pressure - light fuel oil - medium | Gas turbine, open cycle | back pressure | light fuel oil | medium | Environment | NOX [g/GJ_i] | NOX |  | g/GJ_i |  | B | 11 | upper | 2020
52 OCGT - Light fuel oil | Gas turbine, open cycle - back pressure - light fuel oil - medium | Gas turbine, open cycle | back pressure | light fuel oil | medium | Environment | NOX [g/GJ_i] | NOX |  | g/GJ_i |  | B | 11 | ctrl | 2030 | 230
52 OCGT - Light fuel oil | Gas turbine, open cycle - back pressure - light fuel oil - medium | Gas turbine, open cycle | back pressure | light fuel oil | medium | Environment | NOX [g/GJ_i] | NOX |  | g/GJ_i |  | B | 11 | ctrl | 2050 | 230
52 OCGT - Light fuel oil | Gas turbine, open cycle - back pressure - light fuel oil - medium | Gas turbine, open cycle | back pressure | light fuel oil | medium | Environment | NOX [g/GJ_i] | NOX |  | g/GJ_i |  | B | 11 | lower | 2050
52 OCGT - Light fuel oil | Gas turbine, open cycle - back pressure - light fuel oil - medium | Gas turbine, open cycle | back pressure | light fuel oil | medium | Environment | NOX [g/GJ_i] | NOX |  | g/GJ_i |  | B | 11 | upper | 2050
52 OCGT - Light fuel oil | Gas turbine, open cycle - back pressure - light fuel oil - medium | Gas turbine, open cycle | back pressure | light fuel oil | medium | Environment | Particles [g/GJ_i] | Particles |  | g/GJ_i |  | B | 11 | ctrl | 2015 | 5
52 OCGT - Light fuel oil | Gas turbine, open cycle - back pressure - light fuel oil - medium | Gas turbine, open cycle | back pressure | light fuel oil | medium | Environment | Particles [g/GJ_i] | Particles |  | g/GJ_i |  | B | 11 | ctrl | 2020 | 5
52 OCGT - Light fuel oil | Gas turbine, open cycle - back pressure - light fuel oil - medium | Gas turbine, open cycle | back pressure | light fuel oil | medium | Environment | Particles [g/GJ_i] | Particles |  | g/GJ_i |  | B | 11 | lower | 2020
52 OCGT - Light fuel oil | Gas turbine, open cycle - back pressure - light fuel oil - medium | Gas turbine, open cycle | back pressure | light fuel oil | medium | Environment | Particles [g/GJ_i] | Particles |  | g/GJ_i |  | B | 11 | upper | 2020
52 OCGT - Light fuel oil | Gas turbine, open cycle - back pressure - light fuel oil - medium | Gas turbine, open cycle | back pressure | light fuel oil | medium | Environment | Particles [g/GJ_i] | Particles |  | g/GJ_i |  | B | 11 | ctrl | 2030 | 5
52 OCGT - Light fuel oil | Gas turbine, open cycle - back pressure - light fuel oil - medium | Gas turbine, open cycle | back pressure | light fuel oil | medium | Environment | Particles [g/GJ_i] | Particles |  | g/GJ_i |  | B | 11 | ctrl | 2050 | 5
52 OCGT - Light fuel oil | Gas turbine, open cycle - back pressure - light fuel oil - medium | Gas turbine, open cycle | back pressure | light fuel oil | medium | Environment | Particles [g/GJ_i] | Particles |  | g/GJ_i |  | B | 11 | lower | 2050
52 OCGT - Light fuel oil | Gas turbine, open cycle - back pressure - light fuel oil - medium | Gas turbine, open cycle | back pressure | light fuel oil | medium | Environment | Particles [g/GJ_i] | Particles |  | g/GJ_i |  | B | 11 | upper | 2050
52 OCGT - Light fuel oil | Gas turbine, open cycle - back pressure - light fuel oil - medium | Gas turbine, open cycle | back pressure | light fuel oil | medium | Environment | SO2 [g/GJ_i] | SO2 |  | g/GJ_i |  | B | 11 | ctrl | 2015 | 23
52 OCGT - Light fuel oil | Gas turbine, open cycle - back pressure - light fuel oil - medium | Gas turbine, open cycle | back pressure | light fuel oil | medium | Environment | SO2 [g/GJ_i] | SO2 |  | g/GJ_i |  | B | 11 | ctrl | 2020 | 23
52 OCGT - Light fuel oil | Gas turbine, open cycle - back pressure - light fuel oil - medium | Gas turbine, open cycle | back pressure | light fuel oil | medium | Environment | SO2 [g/GJ_i] | SO2 |  | g/GJ_i |  | B | 11 | lower | 2020
52 OCGT - Light fuel oil | Gas turbine, open cycle - back pressure - light fuel oil - medium | Gas turbine, open cycle | back pressure | light fuel oil | medium | Environment | SO2 [g/GJ_i] | SO2 |  | g/GJ_i |  | B | 11 | upper | 2020
52 OCGT - Light fuel oil | Gas turbine, open cycle - back pressure - light fuel oil - medium | Gas turbine, open cycle | back pressure | light fuel oil | medium | Environment | SO2 [g/GJ_i] | SO2 |  | g/GJ_i |  | B | 11 | ctrl | 2030 | 23
52 OCGT - Light fuel oil | Gas turbine, open cycle - back pressure - light fuel oil - medium | Gas turbine, open cycle | back pressure | light fuel oil | medium | Environment | SO2 [g/GJ_i] | SO2 |  | g/GJ_i |  | B | 11 | ctrl | 2050 | 23
52 OCGT - Light fuel oil | Gas turbine, open cycle - back pressure - light fuel oil - medium | Gas turbine, open cycle | back pressure | light fuel oil | medium | Environment | SO2 [g/GJ_i] | SO2 |  | g/GJ_i |  | B | 11 | lower | 2050
52 OCGT - Light fuel oil | Gas turbine, open cycle - back pressure - light fuel oil - medium | Gas turbine, open cycle | back pressure | light fuel oil | medium | Environment | SO2 [g/GJ_i] | SO2 |  | g/GJ_i |  | B | 11 | upper | 2050
52 OCGT - Light fuel oil | Gas turbine, open cycle - back pressure - light fuel oil - medium | Gas turbine, open cycle | back pressure | light fuel oil | medium | Financial data | Nominal investment (equipment) [2015-MEUR/MW_e] | Nominal investment | equipment | MEUR/MW_e | 2015 |  | 20 | ctrl | 2015 | 0.3042
52 OCGT - Light fuel oil | Gas turbine, open cycle - back pressure - light fuel oil - medium | Gas turbine, open cycle | back pressure | light fuel oil | medium | Financial data | Nominal investment (equipment) [2015-MEUR/MW_e] | Nominal investment | equipment | MEUR/MW_e | 2015 |  | 20 | ctrl | 2020 | 0.29507
52 OCGT - Light fuel oil | Gas turbine, open cycle - back pressure - light fuel oil - medium | Gas turbine, open cycle | back pressure | light fuel oil | medium | Financial data | Nominal investment (equipment) [2015-MEUR/MW_e] | Nominal investment | equipment | MEUR/MW_e | 2015 |  | 20 | lower | 2020
52 OCGT - Light fuel oil | Gas turbine, open cycle - back pressure - light fuel oil - medium | Gas turbine, open cycle | back pressure | light fuel oil | medium | Financial data | Nominal investment (equipment) [2015-MEUR/MW_e] | Nominal investment | equipment | MEUR/MW_e | 2015 |  | 20 | upper | 2020
52 OCGT - Light fuel oil | Gas turbine, open cycle - back pressure - light fuel oil - medium | Gas turbine, open cycle | back pressure | light fuel oil | medium | Financial data | Nominal investment (equipment) [2015-MEUR/MW_e] | Nominal investment | equipment | MEUR/MW_e | 2015 |  | 20 | ctrl | 2030 | 0.28291
52 OCGT - Light fuel oil | Gas turbine, open cycle - back pressure - light fuel oil - medium | Gas turbine, open cycle | back pressure | light fuel oil | medium | Financial data | Nominal investment (equipment) [2015-MEUR/MW_e] | Nominal investment | equipment | MEUR/MW_e | 2015 |  | 20 | ctrl | 2050 | 0.2677
52 OCGT - Light fuel oil | Gas turbine, open cycle - back pressure - light fuel oil - medium | Gas turbine, open cycle | back pressure | light fuel oil | medium | Financial data | Nominal investment (equipment) [2015-MEUR/MW_e] | Nominal investment | equipment | MEUR/MW_e | 2015 |  | 20 | lower | 2050
52 OCGT - Light fuel oil | Gas turbine, open cycle - back pressure - light fuel oil - medium | Gas turbine, open cycle | back pressure | light fuel oil | medium | Financial data | Nominal investment (equipment) [2015-MEUR/MW_e] | Nominal investment | equipment | MEUR/MW_e | 2015 |  | 20 | upper | 2050
52 OCGT - Light fuel oil | Gas turbine, open cycle - back pressure - light fuel oil - medium | Gas turbine, open cycle | back pressure | light fuel oil | medium | Financial data | Nominal investment (installation) [2015-MEUR/MW_e] | Nominal investment | installation | MEUR/MW_e | 2015 |  | 20 | ctrl | 2015 | 0.0858
52 OCGT - Light fuel oil | Gas turbine, open cycle - back pressure - light fuel oil - medium | Gas turbine, open cycle | back pressure | light fuel oil | medium | Financial data | Nominal investment (installation) [2015-MEUR/MW_e] | Nominal investment | installation | MEUR/MW_e | 2015 |  | 20 | ctrl | 2020 | 0.083226
52 OCGT - Light fuel oil | Gas turbine, open cycle - back pressure - light fuel oil - medium | Gas turbine, open cycle | back pressure | light fuel oil | medium | Financial data | Nominal investment (installation) [2015-MEUR/MW_e] | Nominal investment | installation | MEUR/MW_e | 2015 |  | 20 | lower | 2020
52 OCGT - Light fuel oil | Gas turbine, open cycle - back pressure - light fuel oil - medium | Gas turbine, open cycle | back pressure | light fuel oil | medium | Financial data | Nominal investment (installation) [2015-MEUR/MW_e] | Nominal investment | installation | MEUR/MW_e | 2015 |  | 20 | upper | 2020
52 OCGT - Light fuel oil | Gas turbine, open cycle - back pressure - light fuel oil - medium | Gas turbine, open cycle | back pressure | light fuel oil | medium | Financial data | Nominal investment (installation) [2015-MEUR/MW_e] | Nominal investment | installation | MEUR/MW_e | 2015 |  | 20 | ctrl | 2030 | 0.079794
52 OCGT - Light fuel oil | Gas turbine, open cycle - back pressure - light fuel oil - medium | Gas turbine, open cycle | back pressure | light fuel oil | medium | Financial data | Nominal investment (installation) [2015-MEUR/MW_e] | Nominal investment | installation | MEUR/MW_e | 2015 |  | 20 | ctrl | 2050 | 0.075504
52 OCGT - Light fuel oil | Gas turbine, open cycle - back pressure - light fuel oil - medium | Gas turbine, open cycle | back pressure | light fuel oil | medium | Financial data | Nominal investment (installation) [2015-MEUR/MW_e] | Nominal investment | installation | MEUR/MW_e | 2015 |  | 20 | lower | 2050
52 OCGT - Light fuel oil | Gas turbine, open cycle - back pressure - light fuel oil - medium | Gas turbine, open cycle | back pressure | light fuel oil | medium | Financial data | Nominal investment (installation) [2015-MEUR/MW_e] | Nominal investment | installation | MEUR/MW_e | 2015 |  | 20 | upper | 2050
52 OCGT - Light fuel oil | Gas turbine, open cycle - back pressure - light fuel oil - medium | Gas turbine, open cycle | back pressure | light fuel oil | medium | Financial data | Fixed O&M (*total) [2015-EUR/MW_e/y] | Fixed O&M | *total | EUR/MW_e/y | 2015 |  |  | ctrl | 2015
52 OCGT - Light fuel oil | Gas turbine, open cycle - back pressure - light fuel oil - medium | Gas turbine, open cycle | back pressure | light fuel oil | medium | Financial data | Fixed O&M (*total) [2015-EUR/MW_e/y] | Fixed O&M | *total | EUR/MW_e/y | 2015 |  |  | ctrl | 2020
52 OCGT - Light fuel oil | Gas turbine, open cycle - back pressure - light fuel oil - medium | Gas turbine, open cycle | back pressure | light fuel oil | medium | Financial data | Fixed O&M (*total) [2015-EUR/MW_e/y] | Fixed O&M | *total | EUR/MW_e/y | 2015 |  |  | lower | 2020
52 OCGT - Light fuel oil | Gas turbine, open cycle - back pressure - light fuel oil - medium | Gas turbine, open cycle | back pressure | light fuel oil | medium | Financial data | Fixed O&M (*total) [2015-EUR/MW_e/y] | Fixed O&M | *total | EUR/MW_e/y | 2015 |  |  | upper | 2020
52 OCGT - Light fuel oil | Gas turbine, open cycle - back pressure - light fuel oil - medium | Gas turbine, open cycle | back pressure | light fuel oil | medium | Financial data | Fixed O&M (*total) [2015-EUR/MW_e/y] | Fixed O&M | *total | EUR/MW_e/y | 2015 |  |  | ctrl | 2030
52 OCGT - Light fuel oil | Gas turbine, open cycle - back pressure - light fuel oil - medium | Gas turbine, open cycle | back pressure | light fuel oil | medium | Financial data | Fixed O&M (*total) [2015-EUR/MW_e/y] | Fixed O&M | *total | EUR/MW_e/y | 2015 |  |  | ctrl | 2050
52 OCGT - Light fuel oil | Gas turbine, open cycle - back pressure - light fuel oil - medium | Gas turbine, open cycle | back pressure | light fuel oil | medium | Financial data | Fixed O&M (*total) [2015-EUR/MW_e/y] | Fixed O&M | *total | EUR/MW_e/y | 2015 |  |  | lower | 2050
52 OCGT - Light fuel oil | Gas turbine, open cycle - back pressure - light fuel oil - medium | Gas turbine, open cycle | back pressure | light fuel oil | medium | Financial data | Fixed O&M (*total) [2015-EUR/MW_e/y] | Fixed O&M | *total | EUR/MW_e/y | 2015 |  |  | upper | 2050
52 OCGT - Light fuel oil | Gas turbine, open cycle - back pressure - light fuel oil - medium | Gas turbine, open cycle | back pressure | light fuel oil | medium | Financial data | Nominal investment (*total) [2015-MEUR/MW_e] | Nominal investment | *total | MEUR/MW_e | 2015 | [C, D] | 19 | ctrl | 2015 | 0.39
52 OCGT - Light fuel oil | Gas turbine, open cycle - back pressure - light fuel oil - medium | Gas turbine, open cycle | back pressure | light fuel oil | medium | Financial data | Nominal investment (*total) [2015-MEUR/MW_e] | Nominal investment | *total | MEUR/MW_e | 2015 | [C, D] | 19 | ctrl | 2020 | 0.3783
52 OCGT - Light fuel oil | Gas turbine, open cycle - back pressure - light fuel oil - medium | Gas turbine, open cycle | back pressure | light fuel oil | medium | Financial data | Nominal investment (*total) [2015-MEUR/MW_e] | Nominal investment | *total | MEUR/MW_e | 2015 | [C, D] | 19 | lower | 2020 | 0.30264
52 OCGT - Light fuel oil | Gas turbine, open cycle - back pressure - light fuel oil - medium | Gas turbine, open cycle | back pressure | light fuel oil | medium | Financial data | Nominal investment (*total) [2015-MEUR/MW_e] | Nominal investment | *total | MEUR/MW_e | 2015 | [C, D] | 19 | upper | 2020 | 0.45396
52 OCGT - Light fuel oil | Gas turbine, open cycle - back pressure - light fuel oil - medium | Gas turbine, open cycle | back pressure | light fuel oil | medium | Financial data | Nominal investment (*total) [2015-MEUR/MW_e] | Nominal investment | *total | MEUR/MW_e | 2015 | [C, D] | 19 | ctrl | 2030 | 0.3627
52 OCGT - Light fuel oil | Gas turbine, open cycle - back pressure - light fuel oil - medium | Gas turbine, open cycle | back pressure | light fuel oil | medium | Financial data | Nominal investment (*total) [2015-MEUR/MW_e] | Nominal investment | *total | MEUR/MW_e | 2015 | [C, D] | 19 | ctrl | 2050 | 0.3432
52 OCGT - Light fuel oil | Gas turbine, open cycle - back pressure - light fuel oil - medium | Gas turbine, open cycle | back pressure | light fuel oil | medium | Financial data | Nominal investment (*total) [2015-MEUR/MW_e] | Nominal investment | *total | MEUR/MW_e | 2015 | [C, D] | 19 | lower | 2050 | 0.24024
52 OCGT - Light fuel oil | Gas turbine, open cycle - back pressure - light fuel oil - medium | Gas turbine, open cycle | back pressure | light fuel oil | medium | Financial data | Nominal investment (*total) [2015-MEUR/MW_e] | Nominal investment | *total | MEUR/MW_e | 2015 | [C, D] | 19 | upper | 2050 | 0.44616
52 OCGT - Light fuel oil | Gas turbine, open cycle - back pressure - light fuel oil - medium | Gas turbine, open cycle | back pressure | light fuel oil | medium | Financial data | Startup cost [2015-EUR/MW_e/startup] | Startup cost |  | EUR/MW_e/startup | 2015 |  |  | ctrl | 2015
52 OCGT - Light fuel oil | Gas turbine, open cycle - back pressure - light fuel oil - medium | Gas turbine, open cycle | back pressure | light fuel oil | medium | Financial data | Startup cost [2015-EUR/MW_e/startup] | Startup cost |  | EUR/MW_e/startup | 2015 |  |  | ctrl | 2020
52 OCGT - Light fuel oil | Gas turbine, open cycle - back pressure - light fuel oil - medium | Gas turbine, open cycle | back pressure | light fuel oil | medium | Financial data | Startup cost [2015-EUR/MW_e/startup] | Startup cost |  | EUR/MW_e/startup | 2015 |  |  | lower | 2020
52 OCGT - Light fuel oil | Gas turbine, open cycle - back pressure - light fuel oil - medium | Gas turbine, open cycle | back pressure | light fuel oil | medium | Financial data | Startup cost [2015-EUR/MW_e/startup] | Startup cost |  | EUR/MW_e/startup | 2015 |  |  | upper | 2020
52 OCGT - Light fuel oil | Gas turbine, open cycle - back pressure - light fuel oil - medium | Gas turbine, open cycle | back pressure | light fuel oil | medium | Financial data | Startup cost [2015-EUR/MW_e/startup] | Startup cost |  | EUR/MW_e/startup | 2015 |  |  | ctrl | 2030
52 OCGT - Light fuel oil | Gas turbine, open cycle - back pressure - light fuel oil - medium | Gas turbine, open cycle | back pressure | light fuel oil | medium | Financial data | Startup cost [2015-EUR/MW_e/startup] | Startup cost |  | EUR/MW_e/startup | 2015 |  |  | ctrl | 2050
52 OCGT - Light fuel oil | Gas turbine, open cycle - back pressure - light fuel oil - medium | Gas turbine, open cycle | back pressure | light fuel oil | medium | Financial data | Startup cost [2015-EUR/MW_e/startup] | Startup cost |  | EUR/MW_e/startup | 2015 |  |  | lower | 2050
52 OCGT - Light fuel oil | Gas turbine, open cycle - back pressure - light fuel oil - medium | Gas turbine, open cycle | back pressure | light fuel oil | medium | Financial data | Startup cost [2015-EUR/MW_e/startup] | Startup cost |  | EUR/MW_e/startup | 2015 |  |  | upper | 2050
52 OCGT - Light fuel oil | Gas turbine, open cycle - back pressure - light fuel oil - medium | Gas turbine, open cycle | back pressure | light fuel oil | medium | Financial data | Variable O&M (*total) [2015-EUR/MWh_e] | Variable O&M | *total | EUR/MWh_e | 2015 |  |  | ctrl | 2015
52 OCGT - Light fuel oil | Gas turbine, open cycle - back pressure - light fuel oil - medium | Gas turbine, open cycle | back pressure | light fuel oil | medium | Financial data | Variable O&M (*total) [2015-EUR/MWh_e] | Variable O&M | *total | EUR/MWh_e | 2015 |  |  | ctrl | 2020
52 OCGT - Light fuel oil | Gas turbine, open cycle - back pressure - light fuel oil - medium | Gas turbine, open cycle | back pressure | light fuel oil | medium | Financial data | Variable O&M (*total) [2015-EUR/MWh_e] | Variable O&M | *total | EUR/MWh_e | 2015 |  |  | lower | 2020
52 OCGT - Light fuel oil | Gas turbine, open cycle - back pressure - light fuel oil - medium | Gas turbine, open cycle | back pressure | light fuel oil | medium | Financial data | Variable O&M (*total) [2015-EUR/MWh_e] | Variable O&M | *total | EUR/MWh_e | 2015 |  |  | upper | 2020
52 OCGT - Light fuel oil | Gas turbine, open cycle - back pressure - light fuel oil - medium | Gas turbine, open cycle | back pressure | light fuel oil | medium | Financial data | Variable O&M (*total) [2015-EUR/MWh_e] | Variable O&M | *total | EUR/MWh_e | 2015 |  |  | ctrl | 2030
52 OCGT - Light fuel oil | Gas turbine, open cycle - back pressure - light fuel oil - medium | Gas turbine, open cycle | back pressure | light fuel oil | medium | Financial data | Variable O&M (*total) [2015-EUR/MWh_e] | Variable O&M | *total | EUR/MWh_e | 2015 |  |  | ctrl | 2050
52 OCGT - Light fuel oil | Gas turbine, open cycle - back pressure - light fuel oil - medium | Gas turbine, open cycle | back pressure | light fuel oil | medium | Financial data | Variable O&M (*total) [2015-EUR/MWh_e] | Variable O&M | *total | EUR/MWh_e | 2015 |  |  | lower | 2050
52 OCGT - Light fuel oil | Gas turbine, open cycle - back pressure - light fuel oil - medium | Gas turbine, open cycle | back pressure | light fuel oil | medium | Financial data | Variable O&M (*total) [2015-EUR/MWh_e] | Variable O&M | *total | EUR/MWh_e | 2015 |  |  | upper | 2050
52 OCGT - Light fuel oil | Gas turbine, open cycle - back pressure - light fuel oil - medium | Gas turbine, open cycle | back pressure | light fuel oil | medium | Regulation ability | Cold start-up time [hours] | Cold start-up time |  | hours |  | A | 18 | ctrl | 2015 | 0.1785
52 OCGT - Light fuel oil | Gas turbine, open cycle - back pressure - light fuel oil - medium | Gas turbine, open cycle | back pressure | light fuel oil | medium | Regulation ability | Cold start-up time [hours] | Cold start-up time |  | hours |  | A | 18 | ctrl | 2020 | 0.1785
52 OCGT - Light fuel oil | Gas turbine, open cycle - back pressure - light fuel oil - medium | Gas turbine, open cycle | back pressure | light fuel oil | medium | Regulation ability | Cold start-up time [hours] | Cold start-up time |  | hours |  | A | 18 | lower | 2020
52 OCGT - Light fuel oil | Gas turbine, open cycle - back pressure - light fuel oil - medium | Gas turbine, open cycle | back pressure | light fuel oil | medium | Regulation ability | Cold start-up time [hours] | Cold start-up time |  | hours |  | A | 18 | upper | 2020
52 OCGT - Light fuel oil | Gas turbine, open cycle - back pressure - light fuel oil - medium | Gas turbine, open cycle | back pressure | light fuel oil | medium | Regulation ability | Cold start-up time [hours] | Cold start-up time |  | hours |  | A | 18 | ctrl | 2030 | 0.1785
52 OCGT - Light fuel oil | Gas turbine, open cycle - back pressure - light fuel oil - medium | Gas turbine, open cycle | back pressure | light fuel oil | medium | Regulation ability | Cold start-up time [hours] | Cold start-up time |  | hours |  | A | 18 | ctrl | 2050 | 0.1785
52 OCGT - Light fuel oil | Gas turbine, open cycle - back pressure - light fuel oil - medium | Gas turbine, open cycle | back pressure | light fuel oil | medium | Regulation ability | Cold start-up time [hours] | Cold start-up time |  | hours |  | A | 18 | lower | 2050
52 OCGT - Light fuel oil | Gas turbine, open cycle - back pressure - light fuel oil - medium | Gas turbine, open cycle | back pressure | light fuel oil | medium | Regulation ability | Cold start-up time [hours] | Cold start-up time |  | hours |  | A | 18 | upper | 2050
52 OCGT - Light fuel oil | Gas turbine, open cycle - back pressure - light fuel oil - medium | Gas turbine, open cycle | back pressure | light fuel oil | medium | Regulation ability | Minimum load (of full load) [] | Minimum load | of full load | [] |  |  |  | ctrl | 2015
52 OCGT - Light fuel oil | Gas turbine, open cycle - back pressure - light fuel oil - medium | Gas turbine, open cycle | back pressure | light fuel oil | medium | Regulation ability | Minimum load (of full load) [] | Minimum load | of full load | [] |  |  |  | ctrl | 2020
52 OCGT - Light fuel oil | Gas turbine, open cycle - back pressure - light fuel oil - medium | Gas turbine, open cycle | back pressure | light fuel oil | medium | Regulation ability | Minimum load (of full load) [] | Minimum load | of full load | [] |  |  |  | lower | 2020
52 OCGT - Light fuel oil | Gas turbine, open cycle - back pressure - light fuel oil - medium | Gas turbine, open cycle | back pressure | light fuel oil | medium | Regulation ability | Minimum load (of full load) [] | Minimum load | of full load | [] |  |  |  | upper | 2020
52 OCGT - Light fuel oil | Gas turbine, open cycle - back pressure - light fuel oil - medium | Gas turbine, open cycle | back pressure | light fuel oil | medium | Regulation ability | Minimum load (of full load) [] | Minimum load | of full load | [] |  |  |  | ctrl | 2030
52 OCGT - Light fuel oil | Gas turbine, open cycle - back pressure - light fuel oil - medium | Gas turbine, open cycle | back pressure | light fuel oil | medium | Regulation ability | Minimum load (of full load) [] | Minimum load | of full load | [] |  |  |  | ctrl | 2050
52 OCGT - Light fuel oil | Gas turbine, open cycle - back pressure - light fuel oil - medium | Gas turbine, open cycle | back pressure | light fuel oil | medium | Regulation ability | Minimum load (of full load) [] | Minimum load | of full load | [] |  |  |  | lower | 2050
52 OCGT - Light fuel oil | Gas turbine, open cycle - back pressure - light fuel oil - medium | Gas turbine, open cycle | back pressure | light fuel oil | medium | Regulation ability | Minimum load (of full load) [] | Minimum load | of full load | [] |  |  |  | upper | 2050
52 OCGT - Light fuel oil | Gas turbine, open cycle - back pressure - light fuel oil - medium | Gas turbine, open cycle | back pressure | light fuel oil | medium | Regulation ability | Primary regulation (of full load, per 30 seconds) [] | Primary regulation | of full load, per 30 seconds | [] |  |  |  | ctrl | 2015
52 OCGT - Light fuel oil | Gas turbine, open cycle - back pressure - light fuel oil - medium | Gas turbine, open cycle | back pressure | light fuel oil | medium | Regulation ability | Primary regulation (of full load, per 30 seconds) [] | Primary regulation | of full load, per 30 seconds | [] |  |  |  | ctrl | 2020
52 OCGT - Light fuel oil | Gas turbine, open cycle - back pressure - light fuel oil - medium | Gas turbine, open cycle | back pressure | light fuel oil | medium | Regulation ability | Primary regulation (of full load, per 30 seconds) [] | Primary regulation | of full load, per 30 seconds | [] |  |  |  | lower | 2020
52 OCGT - Light fuel oil | Gas turbine, open cycle - back pressure - light fuel oil - medium | Gas turbine, open cycle | back pressure | light fuel oil | medium | Regulation ability | Primary regulation (of full load, per 30 seconds) [] | Primary regulation | of full load, per 30 seconds | [] |  |  |  | upper | 2020
52 OCGT - Light fuel oil | Gas turbine, open cycle - back pressure - light fuel oil - medium | Gas turbine, open cycle | back pressure | light fuel oil | medium | Regulation ability | Primary regulation (of full load, per 30 seconds) [] | Primary regulation | of full load, per 30 seconds | [] |  |  |  | ctrl | 2030
52 OCGT - Light fuel oil | Gas turbine, open cycle - back pressure - light fuel oil - medium | Gas turbine, open cycle | back pressure | light fuel oil | medium | Regulation ability | Primary regulation (of full load, per 30 seconds) [] | Primary regulation | of full load, per 30 seconds | [] |  |  |  | ctrl | 2050
52 OCGT - Light fuel oil | Gas turbine, open cycle - back pressure - light fuel oil - medium | Gas turbine, open cycle | back pressure | light fuel oil | medium | Regulation ability | Primary regulation (of full load, per 30 seconds) [] | Primary regulation | of full load, per 30 seconds | [] |  |  |  | lower | 2050
52 OCGT - Light fuel oil | Gas turbine, open cycle - back pressure - light fuel oil - medium | Gas turbine, open cycle | back pressure | light fuel oil | medium | Regulation ability | Primary regulation (of full load, per 30 seconds) [] | Primary regulation | of full load, per 30 seconds | [] |  |  |  | upper | 2050
52 OCGT - Light fuel oil | Gas turbine, open cycle - back pressure - light fuel oil - medium | Gas turbine, open cycle | back pressure | light fuel oil | medium | Regulation ability | Secondary regulation (of full load, per minute) [] | Secondary regulation | of full load, per minute | [] |  |  |  | ctrl | 2015
52 OCGT - Light fuel oil | Gas turbine, open cycle - back pressure - light fuel oil - medium | Gas turbine, open cycle | back pressure | light fuel oil | medium | Regulation ability | Secondary regulation (of full load, per minute) [] | Secondary regulation | of full load, per minute | [] |  |  |  | ctrl | 2020
52 OCGT - Light fuel oil | Gas turbine, open cycle - back pressure - light fuel oil - medium | Gas turbine, open cycle | back pressure | light fuel oil | medium | Regulation ability | Secondary regulation (of full load, per minute) [] | Secondary regulation | of full load, per minute | [] |  |  |  | lower | 2020
52 OCGT - Light fuel oil | Gas turbine, open cycle - back pressure - light fuel oil - medium | Gas turbine, open cycle | back pressure | light fuel oil | medium | Regulation ability | Secondary regulation (of full load, per minute) [] | Secondary regulation | of full load, per minute | [] |  |  |  | upper | 2020
52 OCGT - Light fuel oil | Gas turbine, open cycle - back pressure - light fuel oil - medium | Gas turbine, open cycle | back pressure | light fuel oil | medium | Regulation ability | Secondary regulation (of full load, per minute) [] | Secondary regulation | of full load, per minute | [] |  |  |  | ctrl | 2030
52 OCGT - Light fuel oil | Gas turbine, open cycle - back pressure - light fuel oil - medium | Gas turbine, open cycle | back pressure | light fuel oil | medium | Regulation ability | Secondary regulation (of full load, per minute) [] | Secondary regulation | of full load, per minute | [] |  |  |  | ctrl | 2050
52 OCGT - Light fuel oil | Gas turbine, open cycle - back pressure - light fuel oil - medium | Gas turbine, open cycle | back pressure | light fuel oil | medium | Regulation ability | Secondary regulation (of full load, per minute) [] | Secondary regulation | of full load, per minute | [] |  |  |  | lower | 2050
52 OCGT - Light fuel oil | Gas turbine, open cycle - back pressure - light fuel oil - medium | Gas turbine, open cycle | back pressure | light fuel oil | medium | Regulation ability | Secondary regulation (of full load, per minute) [] | Secondary regulation | of full load, per minute | [] |  |  |  | upper | 2050
52 OCGT - Light fuel oil | Gas turbine, open cycle - back pressure - light fuel oil - medium | Gas turbine, open cycle | back pressure | light fuel oil | medium | Regulation ability | Warm start-up time [hours] | Warm start-up time |  | hours |  | A | 18 | ctrl | 2015 | 0.091667
52 OCGT - Light fuel oil | Gas turbine, open cycle - back pressure - light fuel oil - medium | Gas turbine, open cycle | back pressure | light fuel oil | medium | Regulation ability | Warm start-up time [hours] | Warm start-up time |  | hours |  | A | 18 | ctrl | 2020 | 0.091667
52 OCGT - Light fuel oil | Gas turbine, open cycle - back pressure - light fuel oil - medium | Gas turbine, open cycle | back pressure | light fuel oil | medium | Regulation ability | Warm start-up time [hours] | Warm start-up time |  | hours |  | A | 18 | lower | 2020
52 OCGT - Light fuel oil | Gas turbine, open cycle - back pressure - light fuel oil - medium | Gas turbine, open cycle | back pressure | light fuel oil | medium | Regulation ability | Warm start-up time [hours] | Warm start-up time |  | hours |  | A | 18 | upper | 2020
52 OCGT - Light fuel oil | Gas turbine, open cycle - back pressure - light fuel oil - medium | Gas turbine, open cycle | back pressure | light fuel oil | medium | Regulation ability | Warm start-up time [hours] | Warm start-up time |  | hours |  | A | 18 | ctrl | 2030 | 0.091667
52 OCGT - Light fuel oil | Gas turbine, open cycle - back pressure - light fuel oil - medium | Gas turbine, open cycle | back pressure | light fuel oil | medium | Regulation ability | Warm start-up time [hours] | Warm start-up time |  | hours |  | A | 18 | ctrl | 2050 | 0.091667
52 OCGT - Light fuel oil | Gas turbine, open cycle - back pressure - light fuel oil - medium | Gas turbine, open cycle | back pressure | light fuel oil | medium | Regulation ability | Warm start-up time [hours] | Warm start-up time |  | hours |  | A | 18 | lower | 2050
52 OCGT - Light fuel oil | Gas turbine, open cycle - back pressure - light fuel oil - medium | Gas turbine, open cycle | back pressure | light fuel oil | medium | Regulation ability | Warm start-up time [hours] | Warm start-up time |  | hours |  | A | 18 | upper | 2050
41 Electric boiler, small | Electric boiler - boiler - electricity - small | Electric boiler | boiler | electricity | small | Energy/technical data | Auxiliary Electricity consumption (share of heat gen.) [] | Auxiliary Electricity consumption | share of heat gen. | [] |  |  |  | lower | 2020 | 0.001
41 Electric boiler, small | Electric boiler - boiler - electricity - small | Electric boiler | boiler | electricity | small | Energy/technical data | Auxiliary Electricity consumption (share of heat gen.) [] | Auxiliary Electricity consumption | share of heat gen. | [] |  |  |  | lower | 2050 | 0.001
41 Electric boiler, small | Electric boiler - boiler - electricity - small | Electric boiler | boiler | electricity | small | Energy/technical data | Auxiliary Electricity consumption (share of heat gen.) [] | Auxiliary Electricity consumption | share of heat gen. | [] |  |  |  | ctrl | 2015 | 0.005
41 Electric boiler, small | Electric boiler - boiler - electricity - small | Electric boiler | boiler | electricity | small | Energy/technical data | Auxiliary Electricity consumption (share of heat gen.) [] | Auxiliary Electricity consumption | share of heat gen. | [] |  |  |  | ctrl | 2020 | 0.005
41 Electric boiler, small | Electric boiler - boiler - electricity - small | Electric boiler | boiler | electricity | small | Energy/technical data | Auxiliary Electricity consumption (share of heat gen.) [] | Auxiliary Electricity consumption | share of heat gen. | [] |  |  |  | upper | 2020 | 0.005
41 Electric boiler, small | Electric boiler - boiler - electricity - small | Electric boiler | boiler | electricity | small | Energy/technical data | Auxiliary Electricity consumption (share of heat gen.) [] | Auxiliary Electricity consumption | share of heat gen. | [] |  |  |  | ctrl | 2030 | 0.005
41 Electric boiler, small | Electric boiler - boiler - electricity - small | Electric boiler | boiler | electricity | small | Energy/technical data | Auxiliary Electricity consumption (share of heat gen.) [] | Auxiliary Electricity consumption | share of heat gen. | [] |  |  |  | ctrl | 2050 | 0.005
41 Electric boiler, small | Electric boiler - boiler - electricity - small | Electric boiler | boiler | electricity | small | Energy/technical data | Auxiliary Electricity consumption (share of heat gen.) [] | Auxiliary Electricity consumption | share of heat gen. | [] |  |  |  | upper | 2050 | 0.005
41 Electric boiler, small | Electric boiler - boiler - electricity - small | Electric boiler | boiler | electricity | small | Energy/technical data | Forced outage [] | Forced outage |  | [] |  |  |  | lower | 2020 | 0.005
41 Electric boiler, small | Electric boiler - boiler - electricity - small | Electric boiler | boiler | electricity | small | Energy/technical data | Forced outage [] | Forced outage |  | [] |  |  |  | lower | 2050 | 0.005
41 Electric boiler, small | Electric boiler - boiler - electricity - small | Electric boiler | boiler | electricity | small | Energy/technical data | Forced outage [] | Forced outage |  | [] |  |  |  | ctrl | 2015 | 0.01
41 Electric boiler, small | Electric boiler - boiler - electricity - small | Electric boiler | boiler | electricity | small | Energy/technical data | Forced outage [] | Forced outage |  | [] |  |  |  | ctrl | 2020 | 0.01
41 Electric boiler, small | Electric boiler - boiler - electricity - small | Electric boiler | boiler | electricity | small | Energy/technical data | Forced outage [] | Forced outage |  | [] |  |  |  | upper | 2020 | 0.01
41 Electric boiler, small | Electric boiler - boiler - electricity - small | Electric boiler | boiler | electricity | small | Energy/technical data | Forced outage [] | Forced outage |  | [] |  |  |  | ctrl | 2030 | 0.01
41 Electric boiler, small | Electric boiler - boiler - electricity - small | Electric boiler | boiler | electricity | small | Energy/technical data | Forced outage [] | Forced outage |  | [] |  |  |  | ctrl | 2050 | 0.01
41 Electric boiler, small | Electric boiler - boiler - electricity - small | Electric boiler | boiler | electricity | small | Energy/technical data | Forced outage [] | Forced outage |  | [] |  |  |  | upper | 2050 | 0.01
41 Electric boiler, small | Electric boiler - boiler - electricity - small | Electric boiler | boiler | electricity | small | Regulation ability | Minimum load (of full load) [] | Minimum load | of full load | [] |  |  |  | ctrl | 2015 | 0.05
41 Electric boiler, small | Electric boiler - boiler - electricity - small | Electric boiler | boiler | electricity | small | Regulation ability | Minimum load (of full load) [] | Minimum load | of full load | [] |  |  |  | ctrl | 2020 | 0.05
41 Electric boiler, small | Electric boiler - boiler - electricity - small | Electric boiler | boiler | electricity | small | Regulation ability | Minimum load (of full load) [] | Minimum load | of full load | [] |  |  |  | lower | 2020 | 0.05
41 Electric boiler, small | Electric boiler - boiler - electricity - small | Electric boiler | boiler | electricity | small | Regulation ability | Minimum load (of full load) [] | Minimum load | of full load | [] |  |  |  | upper | 2020 | 0.05
41 Electric boiler, small | Electric boiler - boiler - electricity - small | Electric boiler | boiler | electricity | small | Regulation ability | Minimum load (of full load) [] | Minimum load | of full load | [] |  |  |  | ctrl | 2030 | 0.05
41 Electric boiler, small | Electric boiler - boiler - electricity - small | Electric boiler | boiler | electricity | small | Regulation ability | Minimum load (of full load) [] | Minimum load | of full load | [] |  |  |  | ctrl | 2050 | 0.05
41 Electric boiler, small | Electric boiler - boiler - electricity - small | Electric boiler | boiler | electricity | small | Regulation ability | Minimum load (of full load) [] | Minimum load | of full load | [] |  |  |  | lower | 2050 | 0.05
41 Electric boiler, small | Electric boiler - boiler - electricity - small | Electric boiler | boiler | electricity | small | Regulation ability | Minimum load (of full load) [] | Minimum load | of full load | [] |  |  |  | upper | 2050 | 0.05
41 Electric boiler, small | Electric boiler - boiler - electricity - small | Electric boiler | boiler | electricity | small | Energy/technical data | Heat efficiency (net, name plate) [] | Heat efficiency | net, name plate | [] |  |  |  | ctrl | 2015 | 0.98
41 Electric boiler, small | Electric boiler - boiler - electricity - small | Electric boiler | boiler | electricity | small | Energy/technical data | Heat efficiency (net, name plate) [] | Heat efficiency | net, name plate | [] |  |  |  | lower | 2020 | 0.98
41 Electric boiler, small | Electric boiler - boiler - electricity - small | Electric boiler | boiler | electricity | small | Energy/technical data | Heat efficiency (net, annual average) [] | Heat efficiency | net, annual average | [] |  |  |  | ctrl | 2015 | 0.98
41 Electric boiler, small | Electric boiler - boiler - electricity - small | Electric boiler | boiler | electricity | small | Energy/technical data | Heat efficiency (net, annual average) [] | Heat efficiency | net, annual average | [] |  |  |  | lower | 2020 | 0.98
41 Electric boiler, small | Electric boiler - boiler - electricity - small | Electric boiler | boiler | electricity | small | Energy/technical data | Heat efficiency (net, name plate) [] | Heat efficiency | net, name plate | [] |  |  |  | ctrl | 2020 | 0.99
41 Electric boiler, small | Electric boiler - boiler - electricity - small | Electric boiler | boiler | electricity | small | Energy/technical data | Heat efficiency (net, name plate) [] | Heat efficiency | net, name plate | [] |  |  |  | upper | 2020 | 0.99
41 Electric boiler, small | Electric boiler - boiler - electricity - small | Electric boiler | boiler | electricity | small | Energy/technical data | Heat efficiency (net, name plate) [] | Heat efficiency | net, name plate | [] |  |  |  | ctrl | 2030 | 0.99
41 Electric boiler, small | Electric boiler - boiler - electricity - small | Electric boiler | boiler | electricity | small | Energy/technical data | Heat efficiency (net, name plate) [] | Heat efficiency | net, name plate | [] |  |  |  | ctrl | 2050 | 0.99
41 Electric boiler, small | Electric boiler - boiler - electricity - small | Electric boiler | boiler | electricity | small | Energy/technical data | Heat efficiency (net, name plate) [] | Heat efficiency | net, name plate | [] |  |  |  | lower | 2050 | 0.99
41 Electric boiler, small | Electric boiler - boiler - electricity - small | Electric boiler | boiler | electricity | small | Energy/technical data | Heat efficiency (net, name plate) [] | Heat efficiency | net, name plate | [] |  |  |  | upper | 2050 | 0.99
41 Electric boiler, small | Electric boiler - boiler - electricity - small | Electric boiler | boiler | electricity | small | Energy/technical data | Heat efficiency (net, annual average) [] | Heat efficiency | net, annual average | [] |  |  |  | ctrl | 2020 | 0.99
41 Electric boiler, small | Electric boiler - boiler - electricity - small | Electric boiler | boiler | electricity | small | Energy/technical data | Heat efficiency (net, annual average) [] | Heat efficiency | net, annual average | [] |  |  |  | upper | 2020 | 0.99
41 Electric boiler, small | Electric boiler - boiler - electricity - small | Electric boiler | boiler | electricity | small | Energy/technical data | Heat efficiency (net, annual average) [] | Heat efficiency | net, annual average | [] |  |  |  | ctrl | 2030 | 0.99
41 Electric boiler, small | Electric boiler - boiler - electricity - small | Electric boiler | boiler | electricity | small | Energy/technical data | Heat efficiency (net, annual average) [] | Heat efficiency | net, annual average | [] |  |  |  | ctrl | 2050 | 0.99
41 Electric boiler, small | Electric boiler - boiler - electricity - small | Electric boiler | boiler | electricity | small | Energy/technical data | Heat efficiency (net, annual average) [] | Heat efficiency | net, annual average | [] |  |  |  | lower | 2050 | 0.99
41 Electric boiler, small | Electric boiler - boiler - electricity - small | Electric boiler | boiler | electricity | small | Energy/technical data | Heat efficiency (net, annual average) [] | Heat efficiency | net, annual average | [] |  |  |  | upper | 2050 | 0.99
41 Electric boiler, small | Electric boiler - boiler - electricity - small | Electric boiler | boiler | electricity | small | Regulation ability | Primary regulation (of full load, per 30 seconds) [] | Primary regulation | of full load, per 30 seconds | [] |  |  |  | ctrl | 2015 | 1
41 Electric boiler, small | Electric boiler - boiler - electricity - small | Electric boiler | boiler | electricity | small | Regulation ability | Primary regulation (of full load, per 30 seconds) [] | Primary regulation | of full load, per 30 seconds | [] |  |  |  | ctrl | 2020 | 1
41 Electric boiler, small | Electric boiler - boiler - electricity - small | Electric boiler | boiler | electricity | small | Regulation ability | Primary regulation (of full load, per 30 seconds) [] | Primary regulation | of full load, per 30 seconds | [] |  |  |  | lower | 2020 | 1
41 Electric boiler, small | Electric boiler - boiler - electricity - small | Electric boiler | boiler | electricity | small | Regulation ability | Primary regulation (of full load, per 30 seconds) [] | Primary regulation | of full load, per 30 seconds | [] |  |  |  | upper | 2020 | 1
41 Electric boiler, small | Electric boiler - boiler - electricity - small | Electric boiler | boiler | electricity | small | Regulation ability | Primary regulation (of full load, per 30 seconds) [] | Primary regulation | of full load, per 30 seconds | [] |  |  |  | ctrl | 2030 | 1
41 Electric boiler, small | Electric boiler - boiler - electricity - small | Electric boiler | boiler | electricity | small | Regulation ability | Primary regulation (of full load, per 30 seconds) [] | Primary regulation | of full load, per 30 seconds | [] |  |  |  | ctrl | 2050 | 1
41 Electric boiler, small | Electric boiler - boiler - electricity - small | Electric boiler | boiler | electricity | small | Regulation ability | Primary regulation (of full load, per 30 seconds) [] | Primary regulation | of full load, per 30 seconds | [] |  |  |  | lower | 2050 | 1
41 Electric boiler, small | Electric boiler - boiler - electricity - small | Electric boiler | boiler | electricity | small | Regulation ability | Primary regulation (of full load, per 30 seconds) [] | Primary regulation | of full load, per 30 seconds | [] |  |  |  | upper | 2050 | 1
41 Electric boiler, small | Electric boiler - boiler - electricity - small | Electric boiler | boiler | electricity | small | Regulation ability | Secondary regulation (of full load, per minute) [] | Secondary regulation | of full load, per minute | [] |  |  |  | ctrl | 2015 | 1
41 Electric boiler, small | Electric boiler - boiler - electricity - small | Electric boiler | boiler | electricity | small | Regulation ability | Secondary regulation (of full load, per minute) [] | Secondary regulation | of full load, per minute | [] |  |  |  | ctrl | 2020 | 1
41 Electric boiler, small | Electric boiler - boiler - electricity - small | Electric boiler | boiler | electricity | small | Regulation ability | Secondary regulation (of full load, per minute) [] | Secondary regulation | of full load, per minute | [] |  |  |  | lower | 2020 | 1
41 Electric boiler, small | Electric boiler - boiler - electricity - small | Electric boiler | boiler | electricity | small | Regulation ability | Secondary regulation (of full load, per minute) [] | Secondary regulation | of full load, per minute | [] |  |  |  | upper | 2020 | 1
41 Electric boiler, small | Electric boiler - boiler - electricity - small | Electric boiler | boiler | electricity | small | Regulation ability | Secondary regulation (of full load, per minute) [] | Secondary regulation | of full load, per minute | [] |  |  |  | ctrl | 2030 | 1
41 Electric boiler, small | Electric boiler - boiler - electricity - small | Electric boiler | boiler | electricity | small | Regulation ability | Secondary regulation (of full load, per minute) [] | Secondary regulation | of full load, per minute | [] |  |  |  | ctrl | 2050 | 1
41 Electric boiler, small | Electric boiler - boiler - electricity - small | Electric boiler | boiler | electricity | small | Regulation ability | Secondary regulation (of full load, per minute) [] | Secondary regulation | of full load, per minute | [] |  |  |  | lower | 2050 | 1
41 Electric boiler, small | Electric boiler - boiler - electricity - small | Electric boiler | boiler | electricity | small | Regulation ability | Secondary regulation (of full load, per minute) [] | Secondary regulation | of full load, per minute | [] |  |  |  | upper | 2050 | 1
41 Electric boiler, small | Electric boiler - boiler - electricity - small | Electric boiler | boiler | electricity | small | Energy/technical data | Heat efficiency (net, name plate) [] | Heat efficiency | net, name plate | [] |  |  |  | lower | 2030
41 Electric boiler, small | Electric boiler - boiler - electricity - small | Electric boiler | boiler | electricity | small | Energy/technical data | Heat efficiency (net, name plate) [] | Heat efficiency | net, name plate | [] |  |  |  | upper | 2030
41 Electric boiler, small | Electric boiler - boiler - electricity - small | Electric boiler | boiler | electricity | small | Energy/technical data | Heat efficiency (net, annual average) [] | Heat efficiency | net, annual average | [] |  |  |  | lower | 2030
41 Electric boiler, small | Electric boiler - boiler - electricity - small | Electric boiler | boiler | electricity | small | Energy/technical data | Heat efficiency (net, annual average) [] | Heat efficiency | net, annual average | [] |  |  |  | upper | 2030
41 Electric boiler, small | Electric boiler - boiler - electricity - small | Electric boiler | boiler | electricity | small | Energy/technical data | Auxiliary Electricity consumption (share of heat gen.) [] | Auxiliary Electricity consumption | share of heat gen. | [] |  |  |  | lower | 2030
41 Electric boiler, small | Electric boiler - boiler - electricity - small | Electric boiler | boiler | electricity | small | Energy/technical data | Auxiliary Electricity consumption (share of heat gen.) [] | Auxiliary Electricity consumption | share of heat gen. | [] |  |  |  | upper | 2030
41 Electric boiler, small | Electric boiler - boiler - electricity - small | Electric boiler | boiler | electricity | small | Energy/technical data | Forced outage [] | Forced outage |  | [] |  |  |  | lower | 2030
41 Electric boiler, small | Electric boiler - boiler - electricity - small | Electric boiler | boiler | electricity | small | Energy/technical data | Forced outage [] | Forced outage |  | [] |  |  |  | upper | 2030
41 Electric boiler, small | Electric boiler - boiler - electricity - small | Electric boiler | boiler | electricity | small | Regulation ability | Primary regulation (of full load, per 30 seconds) [] | Primary regulation | of full load, per 30 seconds | [] |  |  |  | lower | 2030
41 Electric boiler, small | Electric boiler - boiler - electricity - small | Electric boiler | boiler | electricity | small | Regulation ability | Primary regulation (of full load, per 30 seconds) [] | Primary regulation | of full load, per 30 seconds | [] |  |  |  | upper | 2030
41 Electric boiler, small | Electric boiler - boiler - electricity - small | Electric boiler | boiler | electricity | small | Regulation ability | Secondary regulation (of full load, per minute) [] | Secondary regulation | of full load, per minute | [] |  |  |  | lower | 2030
41 Electric boiler, small | Electric boiler - boiler - electricity - small | Electric boiler | boiler | electricity | small | Regulation ability | Secondary regulation (of full load, per minute) [] | Secondary regulation | of full load, per minute | [] |  |  |  | upper | 2030
41 Electric boiler, small | Electric boiler - boiler - electricity - small | Electric boiler | boiler | electricity | small | Regulation ability | Minimum load (of full load) [] | Minimum load | of full load | [] |  |  |  | lower | 2030
41 Electric boiler, small | Electric boiler - boiler - electricity - small | Electric boiler | boiler | electricity | small | Regulation ability | Minimum load (of full load) [] | Minimum load | of full load | [] |  |  |  | upper | 2030
41 Electric boiler, small | Electric boiler - boiler - electricity - small | Electric boiler | boiler | electricity | small | Energy/technical data | Generating capacity for one unit [MW_h] | Generating capacity for one unit |  | MW_h |  |  |  | ctrl | 2015 | 5
41 Electric boiler, small | Electric boiler - boiler - electricity - small | Electric boiler | boiler | electricity | small | Energy/technical data | Generating capacity for one unit [MW_h] | Generating capacity for one unit |  | MW_h |  |  |  | ctrl | 2020 | 5
41 Electric boiler, small | Electric boiler - boiler - electricity - small | Electric boiler | boiler | electricity | small | Energy/technical data | Generating capacity for one unit [MW_h] | Generating capacity for one unit |  | MW_h |  |  |  | lower | 2020 | 1
41 Electric boiler, small | Electric boiler - boiler - electricity - small | Electric boiler | boiler | electricity | small | Energy/technical data | Generating capacity for one unit [MW_h] | Generating capacity for one unit |  | MW_h |  |  |  | upper | 2020 | 25
41 Electric boiler, small | Electric boiler - boiler - electricity - small | Electric boiler | boiler | electricity | small | Energy/technical data | Generating capacity for one unit [MW_h] | Generating capacity for one unit |  | MW_h |  |  |  | ctrl | 2030 | 5
41 Electric boiler, small | Electric boiler - boiler - electricity - small | Electric boiler | boiler | electricity | small | Energy/technical data | Generating capacity for one unit [MW_h] | Generating capacity for one unit |  | MW_h |  |  |  | lower | 2030
41 Electric boiler, small | Electric boiler - boiler - electricity - small | Electric boiler | boiler | electricity | small | Energy/technical data | Generating capacity for one unit [MW_h] | Generating capacity for one unit |  | MW_h |  |  |  | upper | 2030
41 Electric boiler, small | Electric boiler - boiler - electricity - small | Electric boiler | boiler | electricity | small | Energy/technical data | Generating capacity for one unit [MW_h] | Generating capacity for one unit |  | MW_h |  |  |  | ctrl | 2050 | 5
41 Electric boiler, small | Electric boiler - boiler - electricity - small | Electric boiler | boiler | electricity | small | Energy/technical data | Generating capacity for one unit [MW_h] | Generating capacity for one unit |  | MW_h |  |  |  | lower | 2050 | 1
41 Electric boiler, small | Electric boiler - boiler - electricity - small | Electric boiler | boiler | electricity | small | Energy/technical data | Generating capacity for one unit [MW_h] | Generating capacity for one unit |  | MW_h |  |  |  | upper | 2050 | 25
41 Electric boiler, small | Electric boiler - boiler - electricity - small | Electric boiler | boiler | electricity | small | Energy/technical data | Planned outage [weeks per year] | Planned outage |  | weeks per year |  |  |  | ctrl | 2015 | 0.2
41 Electric boiler, small | Electric boiler - boiler - electricity - small | Electric boiler | boiler | electricity | small | Energy/technical data | Planned outage [weeks per year] | Planned outage |  | weeks per year |  |  |  | ctrl | 2020 | 0.2
41 Electric boiler, small | Electric boiler - boiler - electricity - small | Electric boiler | boiler | electricity | small | Energy/technical data | Planned outage [weeks per year] | Planned outage |  | weeks per year |  |  |  | lower | 2020 | 0.2
41 Electric boiler, small | Electric boiler - boiler - electricity - small | Electric boiler | boiler | electricity | small | Energy/technical data | Planned outage [weeks per year] | Planned outage |  | weeks per year |  |  |  | upper | 2020 | 0.2
41 Electric boiler, small | Electric boiler - boiler - electricity - small | Electric boiler | boiler | electricity | small | Energy/technical data | Planned outage [weeks per year] | Planned outage |  | weeks per year |  |  |  | ctrl | 2030 | 0.2
41 Electric boiler, small | Electric boiler - boiler - electricity - small | Electric boiler | boiler | electricity | small | Energy/technical data | Planned outage [weeks per year] | Planned outage |  | weeks per year |  |  |  | lower | 2030
41 Electric boiler, small | Electric boiler - boiler - electricity - small | Electric boiler | boiler | electricity | small | Energy/technical data | Planned outage [weeks per year] | Planned outage |  | weeks per year |  |  |  | upper | 2030
41 Electric boiler, small | Electric boiler - boiler - electricity - small | Electric boiler | boiler | electricity | small | Energy/technical data | Planned outage [weeks per year] | Planned outage |  | weeks per year |  |  |  | ctrl | 2050 | 0.2
41 Electric boiler, small | Electric boiler - boiler - electricity - small | Electric boiler | boiler | electricity | small | Energy/technical data | Planned outage [weeks per year] | Planned outage |  | weeks per year |  |  |  | lower | 2050 | 0.2
41 Electric boiler, small | Electric boiler - boiler - electricity - small | Electric boiler | boiler | electricity | small | Energy/technical data | Planned outage [weeks per year] | Planned outage |  | weeks per year |  |  |  | upper | 2050 | 0.2
41 Electric boiler, small | Electric boiler - boiler - electricity - small | Electric boiler | boiler | electricity | small | Energy/technical data | Technical lifetime [years] | Technical lifetime |  | years |  |  |  | ctrl | 2015 | 20
41 Electric boiler, small | Electric boiler - boiler - electricity - small | Electric boiler | boiler | electricity | small | Energy/technical data | Technical lifetime [years] | Technical lifetime |  | years |  |  |  | ctrl | 2020 | 20
41 Electric boiler, small | Electric boiler - boiler - electricity - small | Electric boiler | boiler | electricity | small | Energy/technical data | Technical lifetime [years] | Technical lifetime |  | years |  |  |  | lower | 2020 | 20
41 Electric boiler, small | Electric boiler - boiler - electricity - small | Electric boiler | boiler | electricity | small | Energy/technical data | Technical lifetime [years] | Technical lifetime |  | years |  |  |  | upper | 2020 | 20
41 Electric boiler, small | Electric boiler - boiler - electricity - small | Electric boiler | boiler | electricity | small | Energy/technical data | Technical lifetime [years] | Technical lifetime |  | years |  |  |  | ctrl | 2030 | 20
41 Electric boiler, small | Electric boiler - boiler - electricity - small | Electric boiler | boiler | electricity | small | Energy/technical data | Technical lifetime [years] | Technical lifetime |  | years |  |  |  | lower | 2030
41 Electric boiler, small | Electric boiler - boiler - electricity - small | Electric boiler | boiler | electricity | small | Energy/technical data | Technical lifetime [years] | Technical lifetime |  | years |  |  |  | upper | 2030
41 Electric boiler, small | Electric boiler - boiler - electricity - small | Electric boiler | boiler | electricity | small | Energy/technical data | Technical lifetime [years] | Technical lifetime |  | years |  |  |  | ctrl | 2050 | 20
41 Electric boiler, small | Electric boiler - boiler - electricity - small | Electric boiler | boiler | electricity | small | Energy/technical data | Technical lifetime [years] | Technical lifetime |  | years |  |  |  | lower | 2050 | 20
41 Electric boiler, small | Electric boiler - boiler - electricity - small | Electric boiler | boiler | electricity | small | Energy/technical data | Technical lifetime [years] | Technical lifetime |  | years |  |  |  | upper | 2050 | 20
41 Electric boiler, small | Electric boiler - boiler - electricity - small | Electric boiler | boiler | electricity | small | Energy/technical data | Construction time [years] | Construction time |  | years |  |  |  | ctrl | 2015 | 0.5
41 Electric boiler, small | Electric boiler - boiler - electricity - small | Electric boiler | boiler | electricity | small | Energy/technical data | Construction time [years] | Construction time |  | years |  |  |  | ctrl | 2020 | 0.5
41 Electric boiler, small | Electric boiler - boiler - electricity - small | Electric boiler | boiler | electricity | small | Energy/technical data | Construction time [years] | Construction time |  | years |  |  |  | lower | 2020 | 0.5
41 Electric boiler, small | Electric boiler - boiler - electricity - small | Electric boiler | boiler | electricity | small | Energy/technical data | Construction time [years] | Construction time |  | years |  |  |  | upper | 2020 | 1
41 Electric boiler, small | Electric boiler - boiler - electricity - small | Electric boiler | boiler | electricity | small | Energy/technical data | Construction time [years] | Construction time |  | years |  |  |  | ctrl | 2030 | 0.5
41 Electric boiler, small | Electric boiler - boiler - electricity - small | Electric boiler | boiler | electricity | small | Energy/technical data | Construction time [years] | Construction time |  | years |  |  |  | lower | 2030
41 Electric boiler, small | Electric boiler - boiler - electricity - small | Electric boiler | boiler | electricity | small | Energy/technical data | Construction time [years] | Construction time |  | years |  |  |  | upper | 2030
41 Electric boiler, small | Electric boiler - boiler - electricity - small | Electric boiler | boiler | electricity | small | Energy/technical data | Construction time [years] | Construction time |  | years |  |  |  | ctrl | 2050 | 0.5
41 Electric boiler, small | Electric boiler - boiler - electricity - small | Electric boiler | boiler | electricity | small | Energy/technical data | Construction time [years] | Construction time |  | years |  |  |  | lower | 2050 | 0.5
41 Electric boiler, small | Electric boiler - boiler - electricity - small | Electric boiler | boiler | electricity | small | Energy/technical data | Construction time [years] | Construction time |  | years |  |  |  | upper | 2050 | 1
41 Electric boiler, small | Electric boiler - boiler - electricity - small | Electric boiler | boiler | electricity | small | Regulation ability | Warm start-up time [hours] | Warm start-up time |  | hours |  |  |  | ctrl | 2015 | 0.008
41 Electric boiler, small | Electric boiler - boiler - electricity - small | Electric boiler | boiler | electricity | small | Regulation ability | Warm start-up time [hours] | Warm start-up time |  | hours |  |  |  | ctrl | 2020 | 0.008
41 Electric boiler, small | Electric boiler - boiler - electricity - small | Electric boiler | boiler | electricity | small | Regulation ability | Warm start-up time [hours] | Warm start-up time |  | hours |  |  |  | lower | 2020 | 0.008
41 Electric boiler, small | Electric boiler - boiler - electricity - small | Electric boiler | boiler | electricity | small | Regulation ability | Warm start-up time [hours] | Warm start-up time |  | hours |  |  |  | upper | 2020 | 0.008
41 Electric boiler, small | Electric boiler - boiler - electricity - small | Electric boiler | boiler | electricity | small | Regulation ability | Warm start-up time [hours] | Warm start-up time |  | hours |  |  |  | ctrl | 2030 | 0.008
41 Electric boiler, small | Electric boiler - boiler - electricity - small | Electric boiler | boiler | electricity | small | Regulation ability | Warm start-up time [hours] | Warm start-up time |  | hours |  |  |  | lower | 2030
41 Electric boiler, small | Electric boiler - boiler - electricity - small | Electric boiler | boiler | electricity | small | Regulation ability | Warm start-up time [hours] | Warm start-up time |  | hours |  |  |  | upper | 2030
41 Electric boiler, small | Electric boiler - boiler - electricity - small | Electric boiler | boiler | electricity | small | Regulation ability | Warm start-up time [hours] | Warm start-up time |  | hours |  |  |  | ctrl | 2050 | 0.008
41 Electric boiler, small | Electric boiler - boiler - electricity - small | Electric boiler | boiler | electricity | small | Regulation ability | Warm start-up time [hours] | Warm start-up time |  | hours |  |  |  | lower | 2050 | 0.008
41 Electric boiler, small | Electric boiler - boiler - electricity - small | Electric boiler | boiler | electricity | small | Regulation ability | Warm start-up time [hours] | Warm start-up time |  | hours |  |  |  | upper | 2050 | 0.008
41 Electric boiler, small | Electric boiler - boiler - electricity - small | Electric boiler | boiler | electricity | small | Regulation ability | Cold start-up time [hours] | Cold start-up time |  | hours |  |  |  | ctrl | 2015 | 0.08
41 Electric boiler, small | Electric boiler - boiler - electricity - small | Electric boiler | boiler | electricity | small | Regulation ability | Cold start-up time [hours] | Cold start-up time |  | hours |  |  |  | ctrl | 2020 | 0.08
41 Electric boiler, small | Electric boiler - boiler - electricity - small | Electric boiler | boiler | electricity | small | Regulation ability | Cold start-up time [hours] | Cold start-up time |  | hours |  |  |  | lower | 2020 | 0.08
41 Electric boiler, small | Electric boiler - boiler - electricity - small | Electric boiler | boiler | electricity | small | Regulation ability | Cold start-up time [hours] | Cold start-up time |  | hours |  |  |  | upper | 2020 | 0.08
41 Electric boiler, small | Electric boiler - boiler - electricity - small | Electric boiler | boiler | electricity | small | Regulation ability | Cold start-up time [hours] | Cold start-up time |  | hours |  |  |  | ctrl | 2030 | 0.08
41 Electric boiler, small | Electric boiler - boiler - electricity - small | Electric boiler | boiler | electricity | small | Regulation ability | Cold start-up time [hours] | Cold start-up time |  | hours |  |  |  | lower | 2030
41 Electric boiler, small | Electric boiler - boiler - electricity - small | Electric boiler | boiler | electricity | small | Regulation ability | Cold start-up time [hours] | Cold start-up time |  | hours |  |  |  | upper | 2030
41 Electric boiler, small | Electric boiler - boiler - electricity - small | Electric boiler | boiler | electricity | small | Regulation ability | Cold start-up time [hours] | Cold start-up time |  | hours |  |  |  | ctrl | 2050 | 0.08
41 Electric boiler, small | Electric boiler - boiler - electricity - small | Electric boiler | boiler | electricity | small | Regulation ability | Cold start-up time [hours] | Cold start-up time |  | hours |  |  |  | lower | 2050 | 0.08
41 Electric boiler, small | Electric boiler - boiler - electricity - small | Electric boiler | boiler | electricity | small | Regulation ability | Cold start-up time [hours] | Cold start-up time |  | hours |  |  |  | upper | 2050 | 0.08
41 Electric boiler, small | Electric boiler - boiler - electricity - small | Electric boiler | boiler | electricity | small | Environment | SO2 [g/GJ_i] | SO2 |  | g/GJ_i |  |  |  | ctrl | 2015
41 Electric boiler, small | Electric boiler - boiler - electricity - small | Electric boiler | boiler | electricity | small | Environment | SO2 [g/GJ_i] | SO2 |  | g/GJ_i |  |  |  | ctrl | 2020
41 Electric boiler, small | Electric boiler - boiler - electricity - small | Electric boiler | boiler | electricity | small | Environment | SO2 [g/GJ_i] | SO2 |  | g/GJ_i |  |  |  | lower | 2020
41 Electric boiler, small | Electric boiler - boiler - electricity - small | Electric boiler | boiler | electricity | small | Environment | SO2 [g/GJ_i] | SO2 |  | g/GJ_i |  |  |  | upper | 2020
41 Electric boiler, small | Electric boiler - boiler - electricity - small | Electric boiler | boiler | electricity | small | Environment | SO2 [g/GJ_i] | SO2 |  | g/GJ_i |  |  |  | ctrl | 2030
41 Electric boiler, small | Electric boiler - boiler - electricity - small | Electric boiler | boiler | electricity | small | Environment | SO2 [g/GJ_i] | SO2 |  | g/GJ_i |  |  |  | lower | 2030
41 Electric boiler, small | Electric boiler - boiler - electricity - small | Electric boiler | boiler | electricity | small | Environment | SO2 [g/GJ_i] | SO2 |  | g/GJ_i |  |  |  | upper | 2030
41 Electric boiler, small | Electric boiler - boiler - electricity - small | Electric boiler | boiler | electricity | small | Environment | SO2 [g/GJ_i] | SO2 |  | g/GJ_i |  |  |  | ctrl | 2050
41 Electric boiler, small | Electric boiler - boiler - electricity - small | Electric boiler | boiler | electricity | small | Environment | SO2 [g/GJ_i] | SO2 |  | g/GJ_i |  |  |  | lower | 2050
41 Electric boiler, small | Electric boiler - boiler - electricity - small | Electric boiler | boiler | electricity | small | Environment | SO2 [g/GJ_i] | SO2 |  | g/GJ_i |  |  |  | upper | 2050
41 Electric boiler, small | Electric boiler - boiler - electricity - small | Electric boiler | boiler | electricity | small | Environment | NOX [g/GJ_i] | NOX |  | g/GJ_i |  |  |  | ctrl | 2015
41 Electric boiler, small | Electric boiler - boiler - electricity - small | Electric boiler | boiler | electricity | small | Environment | NOX [g/GJ_i] | NOX |  | g/GJ_i |  |  |  | ctrl | 2020
41 Electric boiler, small | Electric boiler - boiler - electricity - small | Electric boiler | boiler | electricity | small | Environment | NOX [g/GJ_i] | NOX |  | g/GJ_i |  |  |  | lower | 2020
41 Electric boiler, small | Electric boiler - boiler - electricity - small | Electric boiler | boiler | electricity | small | Environment | NOX [g/GJ_i] | NOX |  | g/GJ_i |  |  |  | upper | 2020
41 Electric boiler, small | Electric boiler - boiler - electricity - small | Electric boiler | boiler | electricity | small | Environment | NOX [g/GJ_i] | NOX |  | g/GJ_i |  |  |  | ctrl | 2030
41 Electric boiler, small | Electric boiler - boiler - electricity - small | Electric boiler | boiler | electricity | small | Environment | NOX [g/GJ_i] | NOX |  | g/GJ_i |  |  |  | lower | 2030
41 Electric boiler, small | Electric boiler - boiler - electricity - small | Electric boiler | boiler | electricity | small | Environment | NOX [g/GJ_i] | NOX |  | g/GJ_i |  |  |  | upper | 2030
41 Electric boiler, small | Electric boiler - boiler - electricity - small | Electric boiler | boiler | electricity | small | Environment | NOX [g/GJ_i] | NOX |  | g/GJ_i |  |  |  | ctrl | 2050
41 Electric boiler, small | Electric boiler - boiler - electricity - small | Electric boiler | boiler | electricity | small | Environment | NOX [g/GJ_i] | NOX |  | g/GJ_i |  |  |  | lower | 2050
41 Electric boiler, small | Electric boiler - boiler - electricity - small | Electric boiler | boiler | electricity | small | Environment | NOX [g/GJ_i] | NOX |  | g/GJ_i |  |  |  | upper | 2050
41 Electric boiler, small | Electric boiler - boiler - electricity - small | Electric boiler | boiler | electricity | small | Environment | CH4 [g/GJ_i] | CH4 |  | g/GJ_i |  |  |  | ctrl | 2015
41 Electric boiler, small | Electric boiler - boiler - electricity - small | Electric boiler | boiler | electricity | small | Environment | CH4 [g/GJ_i] | CH4 |  | g/GJ_i |  |  |  | ctrl | 2020
41 Electric boiler, small | Electric boiler - boiler - electricity - small | Electric boiler | boiler | electricity | small | Environment | CH4 [g/GJ_i] | CH4 |  | g/GJ_i |  |  |  | lower | 2020
41 Electric boiler, small | Electric boiler - boiler - electricity - small | Electric boiler | boiler | electricity | small | Environment | CH4 [g/GJ_i] | CH4 |  | g/GJ_i |  |  |  | upper | 2020
41 Electric boiler, small | Electric boiler - boiler - electricity - small | Electric boiler | boiler | electricity | small | Environment | CH4 [g/GJ_i] | CH4 |  | g/GJ_i |  |  |  | ctrl | 2030
41 Electric boiler, small | Electric boiler - boiler - electricity - small | Electric boiler | boiler | electricity | small | Environment | CH4 [g/GJ_i] | CH4 |  | g/GJ_i |  |  |  | lower | 2030
41 Electric boiler, small | Electric boiler - boiler - electricity - small | Electric boiler | boiler | electricity | small | Environment | CH4 [g/GJ_i] | CH4 |  | g/GJ_i |  |  |  | upper | 2030
41 Electric boiler, small | Electric boiler - boiler - electricity - small | Electric boiler | boiler | electricity | small | Environment | CH4 [g/GJ_i] | CH4 |  | g/GJ_i |  |  |  | ctrl | 2050
41 Electric boiler, small | Electric boiler - boiler - electricity - small | Electric boiler | boiler | electricity | small | Environment | CH4 [g/GJ_i] | CH4 |  | g/GJ_i |  |  |  | lower | 2050
41 Electric boiler, small | Electric boiler - boiler - electricity - small | Electric boiler | boiler | electricity | small | Environment | CH4 [g/GJ_i] | CH4 |  | g/GJ_i |  |  |  | upper | 2050
41 Electric boiler, small | Electric boiler - boiler - electricity - small | Electric boiler | boiler | electricity | small | Environment | N2O [g/GJ_i] | N2O |  | g/GJ_i |  |  |  | ctrl | 2015
41 Electric boiler, small | Electric boiler - boiler - electricity - small | Electric boiler | boiler | electricity | small | Environment | N2O [g/GJ_i] | N2O |  | g/GJ_i |  |  |  | ctrl | 2020
41 Electric boiler, small | Electric boiler - boiler - electricity - small | Electric boiler | boiler | electricity | small | Environment | N2O [g/GJ_i] | N2O |  | g/GJ_i |  |  |  | lower | 2020
41 Electric boiler, small | Electric boiler - boiler - electricity - small | Electric boiler | boiler | electricity | small | Environment | N2O [g/GJ_i] | N2O |  | g/GJ_i |  |  |  | upper | 2020
41 Electric boiler, small | Electric boiler - boiler - electricity - small | Electric boiler | boiler | electricity | small | Environment | N2O [g/GJ_i] | N2O |  | g/GJ_i |  |  |  | ctrl | 2030
41 Electric boiler, small | Electric boiler - boiler - electricity - small | Electric boiler | boiler | electricity | small | Environment | N2O [g/GJ_i] | N2O |  | g/GJ_i |  |  |  | lower | 2030
41 Electric boiler, small | Electric boiler - boiler - electricity - small | Electric boiler | boiler | electricity | small | Environment | N2O [g/GJ_i] | N2O |  | g/GJ_i |  |  |  | upper | 2030
41 Electric boiler, small | Electric boiler - boiler - electricity - small | Electric boiler | boiler | electricity | small | Environment | N2O [g/GJ_i] | N2O |  | g/GJ_i |  |  |  | ctrl | 2050
41 Electric boiler, small | Electric boiler - boiler - electricity - small | Electric boiler | boiler | electricity | small | Environment | N2O [g/GJ_i] | N2O |  | g/GJ_i |  |  |  | lower | 2050
41 Electric boiler, small | Electric boiler - boiler - electricity - small | Electric boiler | boiler | electricity | small | Environment | N2O [g/GJ_i] | N2O |  | g/GJ_i |  |  |  | upper | 2050
41 Electric boiler, small | Electric boiler - boiler - electricity - small | Electric boiler | boiler | electricity | small | Environment | Particles [g/GJ_i] | Particles |  | g/GJ_i |  |  |  | ctrl | 2015
41 Electric boiler, small | Electric boiler - boiler - electricity - small | Electric boiler | boiler | electricity | small | Environment | Particles [g/GJ_i] | Particles |  | g/GJ_i |  |  |  | ctrl | 2020
41 Electric boiler, small | Electric boiler - boiler - electricity - small | Electric boiler | boiler | electricity | small | Environment | Particles [g/GJ_i] | Particles |  | g/GJ_i |  |  |  | lower | 2020
41 Electric boiler, small | Electric boiler - boiler - electricity - small | Electric boiler | boiler | electricity | small | Environment | Particles [g/GJ_i] | Particles |  | g/GJ_i |  |  |  | upper | 2020
41 Electric boiler, small | Electric boiler - boiler - electricity - small | Electric boiler | boiler | electricity | small | Environment | Particles [g/GJ_i] | Particles |  | g/GJ_i |  |  |  | ctrl | 2030
41 Electric boiler, small | Electric boiler - boiler - electricity - small | Electric boiler | boiler | electricity | small | Environment | Particles [g/GJ_i] | Particles |  | g/GJ_i |  |  |  | lower | 2030
41 Electric boiler, small | Electric boiler - boiler - electricity - small | Electric boiler | boiler | electricity | small | Environment | Particles [g/GJ_i] | Particles |  | g/GJ_i |  |  |  | upper | 2030
41 Electric boiler, small | Electric boiler - boiler - electricity - small | Electric boiler | boiler | electricity | small | Environment | Particles [g/GJ_i] | Particles |  | g/GJ_i |  |  |  | ctrl | 2050
41 Electric boiler, small | Electric boiler - boiler - electricity - small | Electric boiler | boiler | electricity | small | Environment | Particles [g/GJ_i] | Particles |  | g/GJ_i |  |  |  | lower | 2050
41 Electric boiler, small | Electric boiler - boiler - electricity - small | Electric boiler | boiler | electricity | small | Environment | Particles [g/GJ_i] | Particles |  | g/GJ_i |  |  |  | upper | 2050
41 Electric boiler, small | Electric boiler - boiler - electricity - small | Electric boiler | boiler | electricity | small | Financial data | Nominal investment (*total) [2015-MEUR/MW_h] | Nominal investment | *total | MEUR/MW_h | 2015 |  |  | ctrl | 2015 | 0.15
41 Electric boiler, small | Electric boiler - boiler - electricity - small | Electric boiler | boiler | electricity | small | Financial data | Nominal investment (*total) [2015-MEUR/MW_h] | Nominal investment | *total | MEUR/MW_h | 2015 |  |  | ctrl | 2020 | 0.15
41 Electric boiler, small | Electric boiler - boiler - electricity - small | Electric boiler | boiler | electricity | small | Financial data | Nominal investment (*total) [2015-MEUR/MW_h] | Nominal investment | *total | MEUR/MW_h | 2015 |  |  | lower | 2020 | 0.1
41 Electric boiler, small | Electric boiler - boiler - electricity - small | Electric boiler | boiler | electricity | small | Financial data | Nominal investment (*total) [2015-MEUR/MW_h] | Nominal investment | *total | MEUR/MW_h | 2015 |  |  | upper | 2020 | 0.25
41 Electric boiler, small | Electric boiler - boiler - electricity - small | Electric boiler | boiler | electricity | small | Financial data | Nominal investment (*total) [2015-MEUR/MW_h] | Nominal investment | *total | MEUR/MW_h | 2015 |  |  | ctrl | 2030 | 0.14
41 Electric boiler, small | Electric boiler - boiler - electricity - small | Electric boiler | boiler | electricity | small | Financial data | Nominal investment (*total) [2015-MEUR/MW_h] | Nominal investment | *total | MEUR/MW_h | 2015 |  |  | lower | 2030
41 Electric boiler, small | Electric boiler - boiler - electricity - small | Electric boiler | boiler | electricity | small | Financial data | Nominal investment (*total) [2015-MEUR/MW_h] | Nominal investment | *total | MEUR/MW_h | 2015 |  |  | upper | 2030
41 Electric boiler, small | Electric boiler - boiler - electricity - small | Electric boiler | boiler | electricity | small | Financial data | Nominal investment (*total) [2015-MEUR/MW_h] | Nominal investment | *total | MEUR/MW_h | 2015 |  |  | ctrl | 2050 | 0.13
41 Electric boiler, small | Electric boiler - boiler - electricity - small | Electric boiler | boiler | electricity | small | Financial data | Nominal investment (*total) [2015-MEUR/MW_h] | Nominal investment | *total | MEUR/MW_h | 2015 |  |  | lower | 2050 | 0.1
41 Electric boiler, small | Electric boiler - boiler - electricity - small | Electric boiler | boiler | electricity | small | Financial data | Nominal investment (*total) [2015-MEUR/MW_h] | Nominal investment | *total | MEUR/MW_h | 2015 |  |  | upper | 2050 | 0.25
41 Electric boiler, small | Electric boiler - boiler - electricity - small | Electric boiler | boiler | electricity | small | Financial data | Nominal investment (equipment) [2015-MEUR/MW_h] | Nominal investment | equipment | MEUR/MW_h | 2015 |  |  | ctrl | 2015 | 0.12
41 Electric boiler, small | Electric boiler - boiler - electricity - small | Electric boiler | boiler | electricity | small | Financial data | Nominal investment (equipment) [2015-MEUR/MW_h] | Nominal investment | equipment | MEUR/MW_h | 2015 |  |  | ctrl | 2020 | 0.11703
41 Electric boiler, small | Electric boiler - boiler - electricity - small | Electric boiler | boiler | electricity | small | Financial data | Nominal investment (equipment) [2015-MEUR/MW_h] | Nominal investment | equipment | MEUR/MW_h | 2015 |  |  | lower | 2020 | 0.08
41 Electric boiler, small | Electric boiler - boiler - electricity - small | Electric boiler | boiler | electricity | small | Financial data | Nominal investment (equipment) [2015-MEUR/MW_h] | Nominal investment | equipment | MEUR/MW_h | 2015 |  |  | upper | 2020 | 0.2
41 Electric boiler, small | Electric boiler - boiler - electricity - small | Electric boiler | boiler | electricity | small | Financial data | Nominal investment (equipment) [2015-MEUR/MW_h] | Nominal investment | equipment | MEUR/MW_h | 2015 |  |  | ctrl | 2030 | 0.11131
41 Electric boiler, small | Electric boiler - boiler - electricity - small | Electric boiler | boiler | electricity | small | Financial data | Nominal investment (equipment) [2015-MEUR/MW_h] | Nominal investment | equipment | MEUR/MW_h | 2015 |  |  | lower | 2030
41 Electric boiler, small | Electric boiler - boiler - electricity - small | Electric boiler | boiler | electricity | small | Financial data | Nominal investment (equipment) [2015-MEUR/MW_h] | Nominal investment | equipment | MEUR/MW_h | 2015 |  |  | upper | 2030
41 Electric boiler, small | Electric boiler - boiler - electricity - small | Electric boiler | boiler | electricity | small | Financial data | Nominal investment (equipment) [2015-MEUR/MW_h] | Nominal investment | equipment | MEUR/MW_h | 2015 |  |  | ctrl | 2050 | 0.10069
41 Electric boiler, small | Electric boiler - boiler - electricity - small | Electric boiler | boiler | electricity | small | Financial data | Nominal investment (equipment) [2015-MEUR/MW_h] | Nominal investment | equipment | MEUR/MW_h | 2015 |  |  | lower | 2050 | 0.08
41 Electric boiler, small | Electric boiler - boiler - electricity - small | Electric boiler | boiler | electricity | small | Financial data | Nominal investment (equipment) [2015-MEUR/MW_h] | Nominal investment | equipment | MEUR/MW_h | 2015 |  |  | upper | 2050 | 0.2
41 Electric boiler, small | Electric boiler - boiler - electricity - small | Electric boiler | boiler | electricity | small | Financial data | Nominal investment (installation) [2015-MEUR/MW_h] | Nominal investment | installation | MEUR/MW_h | 2015 |  |  | ctrl | 2015 | 0.03
41 Electric boiler, small | Electric boiler - boiler - electricity - small | Electric boiler | boiler | electricity | small | Financial data | Nominal investment (installation) [2015-MEUR/MW_h] | Nominal investment | installation | MEUR/MW_h | 2015 |  |  | ctrl | 2020 | 0.029257
41 Electric boiler, small | Electric boiler - boiler - electricity - small | Electric boiler | boiler | electricity | small | Financial data | Nominal investment (installation) [2015-MEUR/MW_h] | Nominal investment | installation | MEUR/MW_h | 2015 |  |  | lower | 2020 | 0.02
41 Electric boiler, small | Electric boiler - boiler - electricity - small | Electric boiler | boiler | electricity | small | Financial data | Nominal investment (installation) [2015-MEUR/MW_h] | Nominal investment | installation | MEUR/MW_h | 2015 |  |  | upper | 2020 | 0.05
41 Electric boiler, small | Electric boiler - boiler - electricity - small | Electric boiler | boiler | electricity | small | Financial data | Nominal investment (installation) [2015-MEUR/MW_h] | Nominal investment | installation | MEUR/MW_h | 2015 |  |  | ctrl | 2030 | 0.027827
41 Electric boiler, small | Electric boiler - boiler - electricity - small | Electric boiler | boiler | electricity | small | Financial data | Nominal investment (installation) [2015-MEUR/MW_h] | Nominal investment | installation | MEUR/MW_h | 2015 |  |  | lower | 2030
41 Electric boiler, small | Electric boiler - boiler - electricity - small | Electric boiler | boiler | electricity | small | Financial data | Nominal investment (installation) [2015-MEUR/MW_h] | Nominal investment | installation | MEUR/MW_h | 2015 |  |  | upper | 2030
41 Electric boiler, small | Electric boiler - boiler - electricity - small | Electric boiler | boiler | electricity | small | Financial data | Nominal investment (installation) [2015-MEUR/MW_h] | Nominal investment | installation | MEUR/MW_h | 2015 |  |  | ctrl | 2050 | 0.025173
41 Electric boiler, small | Electric boiler - boiler - electricity - small | Electric boiler | boiler | electricity | small | Financial data | Nominal investment (installation) [2015-MEUR/MW_h] | Nominal investment | installation | MEUR/MW_h | 2015 |  |  | lower | 2050 | 0.02
41 Electric boiler, small | Electric boiler - boiler - electricity - small | Electric boiler | boiler | electricity | small | Financial data | Nominal investment (installation) [2015-MEUR/MW_h] | Nominal investment | installation | MEUR/MW_h | 2015 |  |  | upper | 2050 | 0.05
41 Electric boiler, small | Electric boiler - boiler - electricity - small | Electric boiler | boiler | electricity | small | Financial data | Fixed O&M (*total) [2015-EUR/MW_h/y] | Fixed O&M | *total | EUR/MW_h/y | 2015 |  |  | ctrl | 2015 | 1100
41 Electric boiler, small | Electric boiler - boiler - electricity - small | Electric boiler | boiler | electricity | small | Financial data | Fixed O&M (*total) [2015-EUR/MW_h/y] | Fixed O&M | *total | EUR/MW_h/y | 2015 |  |  | ctrl | 2020 | 1070
41 Electric boiler, small | Electric boiler - boiler - electricity - small | Electric boiler | boiler | electricity | small | Financial data | Fixed O&M (*total) [2015-EUR/MW_h/y] | Fixed O&M | *total | EUR/MW_h/y | 2015 |  |  | lower | 2020 | 1000
41 Electric boiler, small | Electric boiler - boiler - electricity - small | Electric boiler | boiler | electricity | small | Financial data | Fixed O&M (*total) [2015-EUR/MW_h/y] | Fixed O&M | *total | EUR/MW_h/y | 2015 |  |  | upper | 2020 | 1100
41 Electric boiler, small | Electric boiler - boiler - electricity - small | Electric boiler | boiler | electricity | small | Financial data | Fixed O&M (*total) [2015-EUR/MW_h/y] | Fixed O&M | *total | EUR/MW_h/y | 2015 |  |  | ctrl | 2030 | 1020
41 Electric boiler, small | Electric boiler - boiler - electricity - small | Electric boiler | boiler | electricity | small | Financial data | Fixed O&M (*total) [2015-EUR/MW_h/y] | Fixed O&M | *total | EUR/MW_h/y | 2015 |  |  | lower | 2030
41 Electric boiler, small | Electric boiler - boiler - electricity - small | Electric boiler | boiler | electricity | small | Financial data | Fixed O&M (*total) [2015-EUR/MW_h/y] | Fixed O&M | *total | EUR/MW_h/y | 2015 |  |  | upper | 2030
41 Electric boiler, small | Electric boiler - boiler - electricity - small | Electric boiler | boiler | electricity | small | Financial data | Fixed O&M (*total) [2015-EUR/MW_h/y] | Fixed O&M | *total | EUR/MW_h/y | 2015 |  |  | ctrl | 2050 | 920
41 Electric boiler, small | Electric boiler - boiler - electricity - small | Electric boiler | boiler | electricity | small | Financial data | Fixed O&M (*total) [2015-EUR/MW_h/y] | Fixed O&M | *total | EUR/MW_h/y | 2015 |  |  | lower | 2050 | 900
41 Electric boiler, small | Electric boiler - boiler - electricity - small | Electric boiler | boiler | electricity | small | Financial data | Fixed O&M (*total) [2015-EUR/MW_h/y] | Fixed O&M | *total | EUR/MW_h/y | 2015 |  |  | upper | 2050 | 1000
41 Electric boiler, small | Electric boiler - boiler - electricity - small | Electric boiler | boiler | electricity | small | Financial data | Variable O&M (*total) [2015-EUR/MWh_h] | Variable O&M | *total | EUR/MWh_h | 2015 |  |  | ctrl | 2015 | 0.8
41 Electric boiler, small | Electric boiler - boiler - electricity - small | Electric boiler | boiler | electricity | small | Financial data | Variable O&M (*total) [2015-EUR/MWh_h] | Variable O&M | *total | EUR/MWh_h | 2015 |  |  | ctrl | 2020 | 0.9
41 Electric boiler, small | Electric boiler - boiler - electricity - small | Electric boiler | boiler | electricity | small | Financial data | Variable O&M (*total) [2015-EUR/MWh_h] | Variable O&M | *total | EUR/MWh_h | 2015 |  |  | lower | 2020 | 0.5
41 Electric boiler, small | Electric boiler - boiler - electricity - small | Electric boiler | boiler | electricity | small | Financial data | Variable O&M (*total) [2015-EUR/MWh_h] | Variable O&M | *total | EUR/MWh_h | 2015 |  |  | upper | 2020 | 0.9
41 Electric boiler, small | Electric boiler - boiler - electricity - small | Electric boiler | boiler | electricity | small | Financial data | Variable O&M (*total) [2015-EUR/MWh_h] | Variable O&M | *total | EUR/MWh_h | 2015 |  |  | ctrl | 2030 | 1
41 Electric boiler, small | Electric boiler - boiler - electricity - small | Electric boiler | boiler | electricity | small | Financial data | Variable O&M (*total) [2015-EUR/MWh_h] | Variable O&M | *total | EUR/MWh_h | 2015 |  |  | lower | 2030
41 Electric boiler, small | Electric boiler - boiler - electricity - small | Electric boiler | boiler | electricity | small | Financial data | Variable O&M (*total) [2015-EUR/MWh_h] | Variable O&M | *total | EUR/MWh_h | 2015 |  |  | upper | 2030
41 Electric boiler, small | Electric boiler - boiler - electricity - small | Electric boiler | boiler | electricity | small | Financial data | Variable O&M (*total) [2015-EUR/MWh_h] | Variable O&M | *total | EUR/MWh_h | 2015 |  |  | ctrl | 2050 | 1
41 Electric boiler, small | Electric boiler - boiler - electricity - small | Electric boiler | boiler | electricity | small | Financial data | Variable O&M (*total) [2015-EUR/MWh_h] | Variable O&M | *total | EUR/MWh_h | 2015 |  |  | lower | 2050 | 0.5
41 Electric boiler, small | Electric boiler - boiler - electricity - small | Electric boiler | boiler | electricity | small | Financial data | Variable O&M (*total) [2015-EUR/MWh_h] | Variable O&M | *total | EUR/MWh_h | 2015 |  |  | upper | 2050 | 1
41 Electric boiler, small | Electric boiler - boiler - electricity - small | Electric boiler | boiler | electricity | small | Financial data | Variable O&M (electricity cost) [2015-EUR/MWh_h] | Variable O&M | electricity cost | EUR/MWh_h | 2015 |  |  | ctrl | 2015 | 0.3
41 Electric boiler, small | Electric boiler - boiler - electricity - small | Electric boiler | boiler | electricity | small | Financial data | Variable O&M (electricity cost) [2015-EUR/MWh_h] | Variable O&M | electricity cost | EUR/MWh_h | 2015 |  |  | ctrl | 2020 | 0.3
41 Electric boiler, small | Electric boiler - boiler - electricity - small | Electric boiler | boiler | electricity | small | Financial data | Variable O&M (electricity cost) [2015-EUR/MWh_h] | Variable O&M | electricity cost | EUR/MWh_h | 2015 |  |  | lower | 2020 | 0.1
41 Electric boiler, small | Electric boiler - boiler - electricity - small | Electric boiler | boiler | electricity | small | Financial data | Variable O&M (electricity cost) [2015-EUR/MWh_h] | Variable O&M | electricity cost | EUR/MWh_h | 2015 |  |  | upper | 2020 | 0.3
41 Electric boiler, small | Electric boiler - boiler - electricity - small | Electric boiler | boiler | electricity | small | Financial data | Variable O&M (electricity cost) [2015-EUR/MWh_h] | Variable O&M | electricity cost | EUR/MWh_h | 2015 |  |  | ctrl | 2030 | 0.5
41 Electric boiler, small | Electric boiler - boiler - electricity - small | Electric boiler | boiler | electricity | small | Financial data | Variable O&M (electricity cost) [2015-EUR/MWh_h] | Variable O&M | electricity cost | EUR/MWh_h | 2015 |  |  | lower | 2030
41 Electric boiler, small | Electric boiler - boiler - electricity - small | Electric boiler | boiler | electricity | small | Financial data | Variable O&M (electricity cost) [2015-EUR/MWh_h] | Variable O&M | electricity cost | EUR/MWh_h | 2015 |  |  | upper | 2030
41 Electric boiler, small | Electric boiler - boiler - electricity - small | Electric boiler | boiler | electricity | small | Financial data | Variable O&M (electricity cost) [2015-EUR/MWh_h] | Variable O&M | electricity cost | EUR/MWh_h | 2015 |  |  | ctrl | 2050 | 0.6
41 Electric boiler, small | Electric boiler - boiler - electricity - small | Electric boiler | boiler | electricity | small | Financial data | Variable O&M (electricity cost) [2015-EUR/MWh_h] | Variable O&M | electricity cost | EUR/MWh_h | 2015 |  |  | lower | 2050 | 0.1
41 Electric boiler, small | Electric boiler - boiler - electricity - small | Electric boiler | boiler | electricity | small | Financial data | Variable O&M (electricity cost) [2015-EUR/MWh_h] | Variable O&M | electricity cost | EUR/MWh_h | 2015 |  |  | upper | 2050 | 0.6
41 Electric boiler, small | Electric boiler - boiler - electricity - small | Electric boiler | boiler | electricity | small | Financial data | Variable O&M (other O&M) [2015-EUR/MWh_h] | Variable O&M | other O&M | EUR/MWh_h | 2015 |  |  | ctrl | 2015 | 0.5
41 Electric boiler, small | Electric boiler - boiler - electricity - small | Electric boiler | boiler | electricity | small | Financial data | Variable O&M (other O&M) [2015-EUR/MWh_h] | Variable O&M | other O&M | EUR/MWh_h | 2015 |  |  | ctrl | 2020 | 0.5
41 Electric boiler, small | Electric boiler - boiler - electricity - small | Electric boiler | boiler | electricity | small | Financial data | Variable O&M (other O&M) [2015-EUR/MWh_h] | Variable O&M | other O&M | EUR/MWh_h | 2015 |  |  | lower | 2020 | 0.4
41 Electric boiler, small | Electric boiler - boiler - electricity - small | Electric boiler | boiler | electricity | small | Financial data | Variable O&M (other O&M) [2015-EUR/MWh_h] | Variable O&M | other O&M | EUR/MWh_h | 2015 |  |  | upper | 2020 | 0.5
41 Electric boiler, small | Electric boiler - boiler - electricity - small | Electric boiler | boiler | electricity | small | Financial data | Variable O&M (other O&M) [2015-EUR/MWh_h] | Variable O&M | other O&M | EUR/MWh_h | 2015 |  |  | ctrl | 2030 | 0.5
41 Electric boiler, small | Electric boiler - boiler - electricity - small | Electric boiler | boiler | electricity | small | Financial data | Variable O&M (other O&M) [2015-EUR/MWh_h] | Variable O&M | other O&M | EUR/MWh_h | 2015 |  |  | lower | 2030
41 Electric boiler, small | Electric boiler - boiler - electricity - small | Electric boiler | boiler | electricity | small | Financial data | Variable O&M (other O&M) [2015-EUR/MWh_h] | Variable O&M | other O&M | EUR/MWh_h | 2015 |  |  | upper | 2030
41 Electric boiler, small | Electric boiler - boiler - electricity - small | Electric boiler | boiler | electricity | small | Financial data | Variable O&M (other O&M) [2015-EUR/MWh_h] | Variable O&M | other O&M | EUR/MWh_h | 2015 |  |  | ctrl | 2050 | 0.4
41 Electric boiler, small | Electric boiler - boiler - electricity - small | Electric boiler | boiler | electricity | small | Financial data | Variable O&M (other O&M) [2015-EUR/MWh_h] | Variable O&M | other O&M | EUR/MWh_h | 2015 |  |  | lower | 2050 | 0.3
41 Electric boiler, small | Electric boiler - boiler - electricity - small | Electric boiler | boiler | electricity | small | Financial data | Variable O&M (other O&M) [2015-EUR/MWh_h] | Variable O&M | other O&M | EUR/MWh_h | 2015 |  |  | upper | 2050 | 0.5
41 Electric boiler, small | Electric boiler - boiler - electricity - small | Electric boiler | boiler | electricity | small | Technology-specific data | Startup cost [2015-EUR/MW_h/startup] | Startup cost |  | EUR/MW_h/startup | 2015 |  |  | ctrl | 2015 | 0
41 Electric boiler, small | Electric boiler - boiler - electricity - small | Electric boiler | boiler | electricity | small | Technology-specific data | Startup cost [2015-EUR/MW_h/startup] | Startup cost |  | EUR/MW_h/startup | 2015 |  |  | ctrl | 2020 | 0
41 Electric boiler, small | Electric boiler - boiler - electricity - small | Electric boiler | boiler | electricity | small | Technology-specific data | Startup cost [2015-EUR/MW_h/startup] | Startup cost |  | EUR/MW_h/startup | 2015 |  |  | lower | 2020 | 0
41 Electric boiler, small | Electric boiler - boiler - electricity - small | Electric boiler | boiler | electricity | small | Technology-specific data | Startup cost [2015-EUR/MW_h/startup] | Startup cost |  | EUR/MW_h/startup | 2015 |  |  | upper | 2020 | 0
41 Electric boiler, small | Electric boiler - boiler - electricity - small | Electric boiler | boiler | electricity | small | Technology-specific data | Startup cost [2015-EUR/MW_h/startup] | Startup cost |  | EUR/MW_h/startup | 2015 |  |  | ctrl | 2030 | 0
41 Electric boiler, small | Electric boiler - boiler - electricity - small | Electric boiler | boiler | electricity | small | Technology-specific data | Startup cost [2015-EUR/MW_h/startup] | Startup cost |  | EUR/MW_h/startup | 2015 |  |  | lower | 2030
41 Electric boiler, small | Electric boiler - boiler - electricity - small | Electric boiler | boiler | electricity | small | Technology-specific data | Startup cost [2015-EUR/MW_h/startup] | Startup cost |  | EUR/MW_h/startup | 2015 |  |  | upper | 2030
41 Electric boiler, small | Electric boiler - boiler - electricity - small | Electric boiler | boiler | electricity | small | Technology-specific data | Startup cost [2015-EUR/MW_h/startup] | Startup cost |  | EUR/MW_h/startup | 2015 |  |  | ctrl | 2050 | 0
41 Electric boiler, small | Electric boiler - boiler - electricity - small | Electric boiler | boiler | electricity | small | Technology-specific data | Startup cost [2015-EUR/MW_h/startup] | Startup cost |  | EUR/MW_h/startup | 2015 |  |  | lower | 2050 | 0
41 Electric boiler, small | Electric boiler - boiler - electricity - small | Electric boiler | boiler | electricity | small | Technology-specific data | Startup cost [2015-EUR/MW_h/startup] | Startup cost |  | EUR/MW_h/startup | 2015 |  |  | upper | 2050 | 0
41 Electric boiler, large | Electric boiler - boiler - electricity - large | Electric boiler | boiler | electricity | large | Energy/technical data | Auxiliary Electricity consumption (share of heat gen.) [] | Auxiliary Electricity consumption | share of heat gen. | [] |  |  |  | lower | 2020 | 0.001
41 Electric boiler, large | Electric boiler - boiler - electricity - large | Electric boiler | boiler | electricity | large | Energy/technical data | Auxiliary Electricity consumption (share of heat gen.) [] | Auxiliary Electricity consumption | share of heat gen. | [] |  |  |  | lower | 2050 | 0.001
41 Electric boiler, large | Electric boiler - boiler - electricity - large | Electric boiler | boiler | electricity | large | Energy/technical data | Auxiliary Electricity consumption (share of heat gen.) [] | Auxiliary Electricity consumption | share of heat gen. | [] |  |  |  | ctrl | 2015 | 0.005
41 Electric boiler, large | Electric boiler - boiler - electricity - large | Electric boiler | boiler | electricity | large | Energy/technical data | Auxiliary Electricity consumption (share of heat gen.) [] | Auxiliary Electricity consumption | share of heat gen. | [] |  |  |  | ctrl | 2020 | 0.005
41 Electric boiler, large | Electric boiler - boiler - electricity - large | Electric boiler | boiler | electricity | large | Energy/technical data | Auxiliary Electricity consumption (share of heat gen.) [] | Auxiliary Electricity consumption | share of heat gen. | [] |  |  |  | upper | 2020 | 0.005
41 Electric boiler, large | Electric boiler - boiler - electricity - large | Electric boiler | boiler | electricity | large | Energy/technical data | Auxiliary Electricity consumption (share of heat gen.) [] | Auxiliary Electricity consumption | share of heat gen. | [] |  |  |  | ctrl | 2030 | 0.005
41 Electric boiler, large | Electric boiler - boiler - electricity - large | Electric boiler | boiler | electricity | large | Energy/technical data | Auxiliary Electricity consumption (share of heat gen.) [] | Auxiliary Electricity consumption | share of heat gen. | [] |  |  |  | ctrl | 2050 | 0.005
41 Electric boiler, large | Electric boiler - boiler - electricity - large | Electric boiler | boiler | electricity | large | Energy/technical data | Auxiliary Electricity consumption (share of heat gen.) [] | Auxiliary Electricity consumption | share of heat gen. | [] |  |  |  | upper | 2050 | 0.005
41 Electric boiler, large | Electric boiler - boiler - electricity - large | Electric boiler | boiler | electricity | large | Energy/technical data | Forced outage [] | Forced outage |  | [] |  |  |  | lower | 2020 | 0.005
41 Electric boiler, large | Electric boiler - boiler - electricity - large | Electric boiler | boiler | electricity | large | Energy/technical data | Forced outage [] | Forced outage |  | [] |  |  |  | lower | 2050 | 0.005
41 Electric boiler, large | Electric boiler - boiler - electricity - large | Electric boiler | boiler | electricity | large | Energy/technical data | Forced outage [] | Forced outage |  | [] |  |  |  | ctrl | 2015 | 0.01
41 Electric boiler, large | Electric boiler - boiler - electricity - large | Electric boiler | boiler | electricity | large | Energy/technical data | Forced outage [] | Forced outage |  | [] |  |  |  | ctrl | 2020 | 0.01
41 Electric boiler, large | Electric boiler - boiler - electricity - large | Electric boiler | boiler | electricity | large | Energy/technical data | Forced outage [] | Forced outage |  | [] |  |  |  | upper | 2020 | 0.01
41 Electric boiler, large | Electric boiler - boiler - electricity - large | Electric boiler | boiler | electricity | large | Energy/technical data | Forced outage [] | Forced outage |  | [] |  |  |  | ctrl | 2030 | 0.01
41 Electric boiler, large | Electric boiler - boiler - electricity - large | Electric boiler | boiler | electricity | large | Energy/technical data | Forced outage [] | Forced outage |  | [] |  |  |  | ctrl | 2050 | 0.01
41 Electric boiler, large | Electric boiler - boiler - electricity - large | Electric boiler | boiler | electricity | large | Energy/technical data | Forced outage [] | Forced outage |  | [] |  |  |  | upper | 2050 | 0.01
41 Electric boiler, large | Electric boiler - boiler - electricity - large | Electric boiler | boiler | electricity | large | Regulation ability | Minimum load (of full load) [] | Minimum load | of full load | [] |  |  |  | ctrl | 2015 | 0.05
41 Electric boiler, large | Electric boiler - boiler - electricity - large | Electric boiler | boiler | electricity | large | Regulation ability | Minimum load (of full load) [] | Minimum load | of full load | [] |  |  |  | ctrl | 2020 | 0.05
41 Electric boiler, large | Electric boiler - boiler - electricity - large | Electric boiler | boiler | electricity | large | Regulation ability | Minimum load (of full load) [] | Minimum load | of full load | [] |  |  |  | lower | 2020 | 0.05
41 Electric boiler, large | Electric boiler - boiler - electricity - large | Electric boiler | boiler | electricity | large | Regulation ability | Minimum load (of full load) [] | Minimum load | of full load | [] |  |  |  | upper | 2020 | 0.05
41 Electric boiler, large | Electric boiler - boiler - electricity - large | Electric boiler | boiler | electricity | large | Regulation ability | Minimum load (of full load) [] | Minimum load | of full load | [] |  |  |  | ctrl | 2030 | 0.05
41 Electric boiler, large | Electric boiler - boiler - electricity - large | Electric boiler | boiler | electricity | large | Regulation ability | Minimum load (of full load) [] | Minimum load | of full load | [] |  |  |  | ctrl | 2050 | 0.05
41 Electric boiler, large | Electric boiler - boiler - electricity - large | Electric boiler | boiler | electricity | large | Regulation ability | Minimum load (of full load) [] | Minimum load | of full load | [] |  |  |  | lower | 2050 | 0.05
41 Electric boiler, large | Electric boiler - boiler - electricity - large | Electric boiler | boiler | electricity | large | Regulation ability | Minimum load (of full load) [] | Minimum load | of full load | [] |  |  |  | upper | 2050 | 0.05
41 Electric boiler, large | Electric boiler - boiler - electricity - large | Electric boiler | boiler | electricity | large | Energy/technical data | Heat efficiency (net, name plate) [] | Heat efficiency | net, name plate | [] |  |  |  | ctrl | 2015 | 0.98
41 Electric boiler, large | Electric boiler - boiler - electricity - large | Electric boiler | boiler | electricity | large | Energy/technical data | Heat efficiency (net, name plate) [] | Heat efficiency | net, name plate | [] |  |  |  | lower | 2020 | 0.98
41 Electric boiler, large | Electric boiler - boiler - electricity - large | Electric boiler | boiler | electricity | large | Energy/technical data | Heat efficiency (net, annual average) [] | Heat efficiency | net, annual average | [] |  |  |  | ctrl | 2015 | 0.98
41 Electric boiler, large | Electric boiler - boiler - electricity - large | Electric boiler | boiler | electricity | large | Energy/technical data | Heat efficiency (net, annual average) [] | Heat efficiency | net, annual average | [] |  |  |  | lower | 2020 | 0.98
41 Electric boiler, large | Electric boiler - boiler - electricity - large | Electric boiler | boiler | electricity | large | Energy/technical data | Heat efficiency (net, name plate) [] | Heat efficiency | net, name plate | [] |  |  |  | ctrl | 2020 | 0.99
41 Electric boiler, large | Electric boiler - boiler - electricity - large | Electric boiler | boiler | electricity | large | Energy/technical data | Heat efficiency (net, name plate) [] | Heat efficiency | net, name plate | [] |  |  |  | upper | 2020 | 0.99
41 Electric boiler, large | Electric boiler - boiler - electricity - large | Electric boiler | boiler | electricity | large | Energy/technical data | Heat efficiency (net, name plate) [] | Heat efficiency | net, name plate | [] |  |  |  | ctrl | 2030 | 0.99
41 Electric boiler, large | Electric boiler - boiler - electricity - large | Electric boiler | boiler | electricity | large | Energy/technical data | Heat efficiency (net, name plate) [] | Heat efficiency | net, name plate | [] |  |  |  | ctrl | 2050 | 0.99
41 Electric boiler, large | Electric boiler - boiler - electricity - large | Electric boiler | boiler | electricity | large | Energy/technical data | Heat efficiency (net, name plate) [] | Heat efficiency | net, name plate | [] |  |  |  | lower | 2050 | 0.99
41 Electric boiler, large | Electric boiler - boiler - electricity - large | Electric boiler | boiler | electricity | large | Energy/technical data | Heat efficiency (net, name plate) [] | Heat efficiency | net, name plate | [] |  |  |  | upper | 2050 | 0.99
41 Electric boiler, large | Electric boiler - boiler - electricity - large | Electric boiler | boiler | electricity | large | Energy/technical data | Heat efficiency (net, annual average) [] | Heat efficiency | net, annual average | [] |  |  |  | ctrl | 2020 | 0.99
41 Electric boiler, large | Electric boiler - boiler - electricity - large | Electric boiler | boiler | electricity | large | Energy/technical data | Heat efficiency (net, annual average) [] | Heat efficiency | net, annual average | [] |  |  |  | upper | 2020 | 0.99
41 Electric boiler, large | Electric boiler - boiler - electricity - large | Electric boiler | boiler | electricity | large | Energy/technical data | Heat efficiency (net, annual average) [] | Heat efficiency | net, annual average | [] |  |  |  | ctrl | 2030 | 0.99
41 Electric boiler, large | Electric boiler - boiler - electricity - large | Electric boiler | boiler | electricity | large | Energy/technical data | Heat efficiency (net, annual average) [] | Heat efficiency | net, annual average | [] |  |  |  | ctrl | 2050 | 0.99
41 Electric boiler, large | Electric boiler - boiler - electricity - large | Electric boiler | boiler | electricity | large | Energy/technical data | Heat efficiency (net, annual average) [] | Heat efficiency | net, annual average | [] |  |  |  | lower | 2050 | 0.99
41 Electric boiler, large | Electric boiler - boiler - electricity - large | Electric boiler | boiler | electricity | large | Energy/technical data | Heat efficiency (net, annual average) [] | Heat efficiency | net, annual average | [] |  |  |  | upper | 2050 | 0.99
41 Electric boiler, large | Electric boiler - boiler - electricity - large | Electric boiler | boiler | electricity | large | Regulation ability | Primary regulation (of full load, per 30 seconds) [] | Primary regulation | of full load, per 30 seconds | [] |  |  |  | ctrl | 2015 | 1
41 Electric boiler, large | Electric boiler - boiler - electricity - large | Electric boiler | boiler | electricity | large | Regulation ability | Primary regulation (of full load, per 30 seconds) [] | Primary regulation | of full load, per 30 seconds | [] |  |  |  | ctrl | 2020 | 1
41 Electric boiler, large | Electric boiler - boiler - electricity - large | Electric boiler | boiler | electricity | large | Regulation ability | Primary regulation (of full load, per 30 seconds) [] | Primary regulation | of full load, per 30 seconds | [] |  |  |  | lower | 2020 | 1
41 Electric boiler, large | Electric boiler - boiler - electricity - large | Electric boiler | boiler | electricity | large | Regulation ability | Primary regulation (of full load, per 30 seconds) [] | Primary regulation | of full load, per 30 seconds | [] |  |  |  | upper | 2020 | 1
41 Electric boiler, large | Electric boiler - boiler - electricity - large | Electric boiler | boiler | electricity | large | Regulation ability | Primary regulation (of full load, per 30 seconds) [] | Primary regulation | of full load, per 30 seconds | [] |  |  |  | ctrl | 2030 | 1
41 Electric boiler, large | Electric boiler - boiler - electricity - large | Electric boiler | boiler | electricity | large | Regulation ability | Primary regulation (of full load, per 30 seconds) [] | Primary regulation | of full load, per 30 seconds | [] |  |  |  | ctrl | 2050 | 1
41 Electric boiler, large | Electric boiler - boiler - electricity - large | Electric boiler | boiler | electricity | large | Regulation ability | Primary regulation (of full load, per 30 seconds) [] | Primary regulation | of full load, per 30 seconds | [] |  |  |  | lower | 2050 | 1
41 Electric boiler, large | Electric boiler - boiler - electricity - large | Electric boiler | boiler | electricity | large | Regulation ability | Primary regulation (of full load, per 30 seconds) [] | Primary regulation | of full load, per 30 seconds | [] |  |  |  | upper | 2050 | 1
41 Electric boiler, large | Electric boiler - boiler - electricity - large | Electric boiler | boiler | electricity | large | Regulation ability | Secondary regulation (of full load, per minute) [] | Secondary regulation | of full load, per minute | [] |  |  |  | ctrl | 2015 | 1
41 Electric boiler, large | Electric boiler - boiler - electricity - large | Electric boiler | boiler | electricity | large | Regulation ability | Secondary regulation (of full load, per minute) [] | Secondary regulation | of full load, per minute | [] |  |  |  | ctrl | 2020 | 1
41 Electric boiler, large | Electric boiler - boiler - electricity - large | Electric boiler | boiler | electricity | large | Regulation ability | Secondary regulation (of full load, per minute) [] | Secondary regulation | of full load, per minute | [] |  |  |  | lower | 2020 | 1
41 Electric boiler, large | Electric boiler - boiler - electricity - large | Electric boiler | boiler | electricity | large | Regulation ability | Secondary regulation (of full load, per minute) [] | Secondary regulation | of full load, per minute | [] |  |  |  | upper | 2020 | 1
41 Electric boiler, large | Electric boiler - boiler - electricity - large | Electric boiler | boiler | electricity | large | Regulation ability | Secondary regulation (of full load, per minute) [] | Secondary regulation | of full load, per minute | [] |  |  |  | ctrl | 2030 | 1
41 Electric boiler, large | Electric boiler - boiler - electricity - large | Electric boiler | boiler | electricity | large | Regulation ability | Secondary regulation (of full load, per minute) [] | Secondary regulation | of full load, per minute | [] |  |  |  | ctrl | 2050 | 1
41 Electric boiler, large | Electric boiler - boiler - electricity - large | Electric boiler | boiler | electricity | large | Regulation ability | Secondary regulation (of full load, per minute) [] | Secondary regulation | of full load, per minute | [] |  |  |  | lower | 2050 | 1
41 Electric boiler, large | Electric boiler - boiler - electricity - large | Electric boiler | boiler | electricity | large | Regulation ability | Secondary regulation (of full load, per minute) [] | Secondary regulation | of full load, per minute | [] |  |  |  | upper | 2050 | 1
41 Electric boiler, large | Electric boiler - boiler - electricity - large | Electric boiler | boiler | electricity | large | Energy/technical data | Generating capacity for one unit [MW_h] | Generating capacity for one unit |  | MW_h |  |  |  | ctrl | 2015 | 5
41 Electric boiler, large | Electric boiler - boiler - electricity - large | Electric boiler | boiler | electricity | large | Energy/technical data | Generating capacity for one unit [MW_h] | Generating capacity for one unit |  | MW_h |  |  |  | ctrl | 2020 | 5
41 Electric boiler, large | Electric boiler - boiler - electricity - large | Electric boiler | boiler | electricity | large | Energy/technical data | Generating capacity for one unit [MW_h] | Generating capacity for one unit |  | MW_h |  |  |  | lower | 2020 | 1
41 Electric boiler, large | Electric boiler - boiler - electricity - large | Electric boiler | boiler | electricity | large | Energy/technical data | Generating capacity for one unit [MW_h] | Generating capacity for one unit |  | MW_h |  |  |  | upper | 2020 | 25
41 Electric boiler, large | Electric boiler - boiler - electricity - large | Electric boiler | boiler | electricity | large | Energy/technical data | Generating capacity for one unit [MW_h] | Generating capacity for one unit |  | MW_h |  |  |  | ctrl | 2030 | 5
41 Electric boiler, large | Electric boiler - boiler - electricity - large | Electric boiler | boiler | electricity | large | Energy/technical data | Generating capacity for one unit [MW_h] | Generating capacity for one unit |  | MW_h |  |  |  | lower | 2030
41 Electric boiler, large | Electric boiler - boiler - electricity - large | Electric boiler | boiler | electricity | large | Energy/technical data | Generating capacity for one unit [MW_h] | Generating capacity for one unit |  | MW_h |  |  |  | upper | 2030
41 Electric boiler, large | Electric boiler - boiler - electricity - large | Electric boiler | boiler | electricity | large | Energy/technical data | Generating capacity for one unit [MW_h] | Generating capacity for one unit |  | MW_h |  |  |  | ctrl | 2050 | 5
41 Electric boiler, large | Electric boiler - boiler - electricity - large | Electric boiler | boiler | electricity | large | Energy/technical data | Generating capacity for one unit [MW_h] | Generating capacity for one unit |  | MW_h |  |  |  | lower | 2050 | 1
41 Electric boiler, large | Electric boiler - boiler - electricity - large | Electric boiler | boiler | electricity | large | Energy/technical data | Generating capacity for one unit [MW_h] | Generating capacity for one unit |  | MW_h |  |  |  | upper | 2050 | 25
41 Electric boiler, large | Electric boiler - boiler - electricity - large | Electric boiler | boiler | electricity | large | Energy/technical data | Heat efficiency (net, name plate) [] | Heat efficiency | net, name plate | [] |  |  |  | lower | 2030
41 Electric boiler, large | Electric boiler - boiler - electricity - large | Electric boiler | boiler | electricity | large | Energy/technical data | Heat efficiency (net, name plate) [] | Heat efficiency | net, name plate | [] |  |  |  | upper | 2030
41 Electric boiler, large | Electric boiler - boiler - electricity - large | Electric boiler | boiler | electricity | large | Energy/technical data | Heat efficiency (net, annual average) [] | Heat efficiency | net, annual average | [] |  |  |  | lower | 2030
41 Electric boiler, large | Electric boiler - boiler - electricity - large | Electric boiler | boiler | electricity | large | Energy/technical data | Heat efficiency (net, annual average) [] | Heat efficiency | net, annual average | [] |  |  |  | upper | 2030
41 Electric boiler, large | Electric boiler - boiler - electricity - large | Electric boiler | boiler | electricity | large | Energy/technical data | Auxiliary Electricity consumption (share of heat gen.) [] | Auxiliary Electricity consumption | share of heat gen. | [] |  |  |  | lower | 2030
41 Electric boiler, large | Electric boiler - boiler - electricity - large | Electric boiler | boiler | electricity | large | Energy/technical data | Auxiliary Electricity consumption (share of heat gen.) [] | Auxiliary Electricity consumption | share of heat gen. | [] |  |  |  | upper | 2030
41 Electric boiler, large | Electric boiler - boiler - electricity - large | Electric boiler | boiler | electricity | large | Energy/technical data | Forced outage [] | Forced outage |  | [] |  |  |  | lower | 2030
41 Electric boiler, large | Electric boiler - boiler - electricity - large | Electric boiler | boiler | electricity | large | Energy/technical data | Forced outage [] | Forced outage |  | [] |  |  |  | upper | 2030
41 Electric boiler, large | Electric boiler - boiler - electricity - large | Electric boiler | boiler | electricity | large | Regulation ability | Primary regulation (of full load, per 30 seconds) [] | Primary regulation | of full load, per 30 seconds | [] |  |  |  | lower | 2030
41 Electric boiler, large | Electric boiler - boiler - electricity - large | Electric boiler | boiler | electricity | large | Regulation ability | Primary regulation (of full load, per 30 seconds) [] | Primary regulation | of full load, per 30 seconds | [] |  |  |  | upper | 2030
41 Electric boiler, large | Electric boiler - boiler - electricity - large | Electric boiler | boiler | electricity | large | Regulation ability | Secondary regulation (of full load, per minute) [] | Secondary regulation | of full load, per minute | [] |  |  |  | lower | 2030
41 Electric boiler, large | Electric boiler - boiler - electricity - large | Electric boiler | boiler | electricity | large | Regulation ability | Secondary regulation (of full load, per minute) [] | Secondary regulation | of full load, per minute | [] |  |  |  | upper | 2030
41 Electric boiler, large | Electric boiler - boiler - electricity - large | Electric boiler | boiler | electricity | large | Regulation ability | Minimum load (of full load) [] | Minimum load | of full load | [] |  |  |  | lower | 2030
41 Electric boiler, large | Electric boiler - boiler - electricity - large | Electric boiler | boiler | electricity | large | Regulation ability | Minimum load (of full load) [] | Minimum load | of full load | [] |  |  |  | upper | 2030
41 Electric boiler, large | Electric boiler - boiler - electricity - large | Electric boiler | boiler | electricity | large | Energy/technical data | Planned outage [weeks per year] | Planned outage |  | weeks per year |  |  |  | ctrl | 2015 | 0.2
41 Electric boiler, large | Electric boiler - boiler - electricity - large | Electric boiler | boiler | electricity | large | Energy/technical data | Planned outage [weeks per year] | Planned outage |  | weeks per year |  |  |  | ctrl | 2020 | 0.2
41 Electric boiler, large | Electric boiler - boiler - electricity - large | Electric boiler | boiler | electricity | large | Energy/technical data | Planned outage [weeks per year] | Planned outage |  | weeks per year |  |  |  | lower | 2020 | 0.2
41 Electric boiler, large | Electric boiler - boiler - electricity - large | Electric boiler | boiler | electricity | large | Energy/technical data | Planned outage [weeks per year] | Planned outage |  | weeks per year |  |  |  | upper | 2020 | 0.2
41 Electric boiler, large | Electric boiler - boiler - electricity - large | Electric boiler | boiler | electricity | large | Energy/technical data | Planned outage [weeks per year] | Planned outage |  | weeks per year |  |  |  | ctrl | 2030 | 0.2
41 Electric boiler, large | Electric boiler - boiler - electricity - large | Electric boiler | boiler | electricity | large | Energy/technical data | Planned outage [weeks per year] | Planned outage |  | weeks per year |  |  |  | lower | 2030
41 Electric boiler, large | Electric boiler - boiler - electricity - large | Electric boiler | boiler | electricity | large | Energy/technical data | Planned outage [weeks per year] | Planned outage |  | weeks per year |  |  |  | upper | 2030
41 Electric boiler, large | Electric boiler - boiler - electricity - large | Electric boiler | boiler | electricity | large | Energy/technical data | Planned outage [weeks per year] | Planned outage |  | weeks per year |  |  |  | ctrl | 2050 | 0.2
41 Electric boiler, large | Electric boiler - boiler - electricity - large | Electric boiler | boiler | electricity | large | Energy/technical data | Planned outage [weeks per year] | Planned outage |  | weeks per year |  |  |  | lower | 2050 | 0.2
41 Electric boiler, large | Electric boiler - boiler - electricity - large | Electric boiler | boiler | electricity | large | Energy/technical data | Planned outage [weeks per year] | Planned outage |  | weeks per year |  |  |  | upper | 2050 | 0.2
41 Electric boiler, large | Electric boiler - boiler - electricity - large | Electric boiler | boiler | electricity | large | Energy/technical data | Technical lifetime [years] | Technical lifetime |  | years |  |  |  | ctrl | 2015 | 20
41 Electric boiler, large | Electric boiler - boiler - electricity - large | Electric boiler | boiler | electricity | large | Energy/technical data | Technical lifetime [years] | Technical lifetime |  | years |  |  |  | ctrl | 2020 | 20
41 Electric boiler, large | Electric boiler - boiler - electricity - large | Electric boiler | boiler | electricity | large | Energy/technical data | Technical lifetime [years] | Technical lifetime |  | years |  |  |  | lower | 2020 | 20
41 Electric boiler, large | Electric boiler - boiler - electricity - large | Electric boiler | boiler | electricity | large | Energy/technical data | Technical lifetime [years] | Technical lifetime |  | years |  |  |  | upper | 2020 | 20
41 Electric boiler, large | Electric boiler - boiler - electricity - large | Electric boiler | boiler | electricity | large | Energy/technical data | Technical lifetime [years] | Technical lifetime |  | years |  |  |  | ctrl | 2030 | 20
41 Electric boiler, large | Electric boiler - boiler - electricity - large | Electric boiler | boiler | electricity | large | Energy/technical data | Technical lifetime [years] | Technical lifetime |  | years |  |  |  | lower | 2030
41 Electric boiler, large | Electric boiler - boiler - electricity - large | Electric boiler | boiler | electricity | large | Energy/technical data | Technical lifetime [years] | Technical lifetime |  | years |  |  |  | upper | 2030
41 Electric boiler, large | Electric boiler - boiler - electricity - large | Electric boiler | boiler | electricity | large | Energy/technical data | Technical lifetime [years] | Technical lifetime |  | years |  |  |  | ctrl | 2050 | 20
41 Electric boiler, large | Electric boiler - boiler - electricity - large | Electric boiler | boiler | electricity | large | Energy/technical data | Technical lifetime [years] | Technical lifetime |  | years |  |  |  | lower | 2050 | 20
41 Electric boiler, large | Electric boiler - boiler - electricity - large | Electric boiler | boiler | electricity | large | Energy/technical data | Technical lifetime [years] | Technical lifetime |  | years |  |  |  | upper | 2050 | 20
41 Electric boiler, large | Electric boiler - boiler - electricity - large | Electric boiler | boiler | electricity | large | Energy/technical data | Construction time [years] | Construction time |  | years |  |  |  | ctrl | 2015 | 0.5
41 Electric boiler, large | Electric boiler - boiler - electricity - large | Electric boiler | boiler | electricity | large | Energy/technical data | Construction time [years] | Construction time |  | years |  |  |  | ctrl | 2020 | 0.5
41 Electric boiler, large | Electric boiler - boiler - electricity - large | Electric boiler | boiler | electricity | large | Energy/technical data | Construction time [years] | Construction time |  | years |  |  |  | lower | 2020 | 0.5
41 Electric boiler, large | Electric boiler - boiler - electricity - large | Electric boiler | boiler | electricity | large | Energy/technical data | Construction time [years] | Construction time |  | years |  |  |  | upper | 2020 | 1
41 Electric boiler, large | Electric boiler - boiler - electricity - large | Electric boiler | boiler | electricity | large | Energy/technical data | Construction time [years] | Construction time |  | years |  |  |  | ctrl | 2030 | 0.5
41 Electric boiler, large | Electric boiler - boiler - electricity - large | Electric boiler | boiler | electricity | large | Energy/technical data | Construction time [years] | Construction time |  | years |  |  |  | lower | 2030
41 Electric boiler, large | Electric boiler - boiler - electricity - large | Electric boiler | boiler | electricity | large | Energy/technical data | Construction time [years] | Construction time |  | years |  |  |  | upper | 2030
41 Electric boiler, large | Electric boiler - boiler - electricity - large | Electric boiler | boiler | electricity | large | Energy/technical data | Construction time [years] | Construction time |  | years |  |  |  | ctrl | 2050 | 0.5
41 Electric boiler, large | Electric boiler - boiler - electricity - large | Electric boiler | boiler | electricity | large | Energy/technical data | Construction time [years] | Construction time |  | years |  |  |  | lower | 2050 | 0.5
41 Electric boiler, large | Electric boiler - boiler - electricity - large | Electric boiler | boiler | electricity | large | Energy/technical data | Construction time [years] | Construction time |  | years |  |  |  | upper | 2050 | 1
41 Electric boiler, large | Electric boiler - boiler - electricity - large | Electric boiler | boiler | electricity | large | Regulation ability | Warm start-up time [hours] | Warm start-up time |  | hours |  |  |  | ctrl | 2015 | 0.008
41 Electric boiler, large | Electric boiler - boiler - electricity - large | Electric boiler | boiler | electricity | large | Regulation ability | Warm start-up time [hours] | Warm start-up time |  | hours |  |  |  | ctrl | 2020 | 0.008
41 Electric boiler, large | Electric boiler - boiler - electricity - large | Electric boiler | boiler | electricity | large | Regulation ability | Warm start-up time [hours] | Warm start-up time |  | hours |  |  |  | lower | 2020 | 0.008
41 Electric boiler, large | Electric boiler - boiler - electricity - large | Electric boiler | boiler | electricity | large | Regulation ability | Warm start-up time [hours] | Warm start-up time |  | hours |  |  |  | upper | 2020 | 0.008
41 Electric boiler, large | Electric boiler - boiler - electricity - large | Electric boiler | boiler | electricity | large | Regulation ability | Warm start-up time [hours] | Warm start-up time |  | hours |  |  |  | ctrl | 2030 | 0.008
41 Electric boiler, large | Electric boiler - boiler - electricity - large | Electric boiler | boiler | electricity | large | Regulation ability | Warm start-up time [hours] | Warm start-up time |  | hours |  |  |  | lower | 2030
41 Electric boiler, large | Electric boiler - boiler - electricity - large | Electric boiler | boiler | electricity | large | Regulation ability | Warm start-up time [hours] | Warm start-up time |  | hours |  |  |  | upper | 2030
41 Electric boiler, large | Electric boiler - boiler - electricity - large | Electric boiler | boiler | electricity | large | Regulation ability | Warm start-up time [hours] | Warm start-up time |  | hours |  |  |  | ctrl | 2050 | 0.008
41 Electric boiler, large | Electric boiler - boiler - electricity - large | Electric boiler | boiler | electricity | large | Regulation ability | Warm start-up time [hours] | Warm start-up time |  | hours |  |  |  | lower | 2050 | 0.008
41 Electric boiler, large | Electric boiler - boiler - electricity - large | Electric boiler | boiler | electricity | large | Regulation ability | Warm start-up time [hours] | Warm start-up time |  | hours |  |  |  | upper | 2050 | 0.008
41 Electric boiler, large | Electric boiler - boiler - electricity - large | Electric boiler | boiler | electricity | large | Regulation ability | Cold start-up time [hours] | Cold start-up time |  | hours |  |  |  | ctrl | 2015 | 0.08
41 Electric boiler, large | Electric boiler - boiler - electricity - large | Electric boiler | boiler | electricity | large | Regulation ability | Cold start-up time [hours] | Cold start-up time |  | hours |  |  |  | ctrl | 2020 | 0.08
41 Electric boiler, large | Electric boiler - boiler - electricity - large | Electric boiler | boiler | electricity | large | Regulation ability | Cold start-up time [hours] | Cold start-up time |  | hours |  |  |  | lower | 2020 | 0.08
41 Electric boiler, large | Electric boiler - boiler - electricity - large | Electric boiler | boiler | electricity | large | Regulation ability | Cold start-up time [hours] | Cold start-up time |  | hours |  |  |  | upper | 2020 | 0.08
41 Electric boiler, large | Electric boiler - boiler - electricity - large | Electric boiler | boiler | electricity | large | Regulation ability | Cold start-up time [hours] | Cold start-up time |  | hours |  |  |  | ctrl | 2030 | 0.08
41 Electric boiler, large | Electric boiler - boiler - electricity - large | Electric boiler | boiler | electricity | large | Regulation ability | Cold start-up time [hours] | Cold start-up time |  | hours |  |  |  | lower | 2030
41 Electric boiler, large | Electric boiler - boiler - electricity - large | Electric boiler | boiler | electricity | large | Regulation ability | Cold start-up time [hours] | Cold start-up time |  | hours |  |  |  | upper | 2030
41 Electric boiler, large | Electric boiler - boiler - electricity - large | Electric boiler | boiler | electricity | large | Regulation ability | Cold start-up time [hours] | Cold start-up time |  | hours |  |  |  | ctrl | 2050 | 0.08
41 Electric boiler, large | Electric boiler - boiler - electricity - large | Electric boiler | boiler | electricity | large | Regulation ability | Cold start-up time [hours] | Cold start-up time |  | hours |  |  |  | lower | 2050 | 0.08
41 Electric boiler, large | Electric boiler - boiler - electricity - large | Electric boiler | boiler | electricity | large | Regulation ability | Cold start-up time [hours] | Cold start-up time |  | hours |  |  |  | upper | 2050 | 0.08
41 Electric boiler, large | Electric boiler - boiler - electricity - large | Electric boiler | boiler | electricity | large | Environment | SO2 [g/GJ_i] | SO2 |  | g/GJ_i |  |  |  | ctrl | 2015
41 Electric boiler, large | Electric boiler - boiler - electricity - large | Electric boiler | boiler | electricity | large | Environment | SO2 [g/GJ_i] | SO2 |  | g/GJ_i |  |  |  | ctrl | 2020
41 Electric boiler, large | Electric boiler - boiler - electricity - large | Electric boiler | boiler | electricity | large | Environment | SO2 [g/GJ_i] | SO2 |  | g/GJ_i |  |  |  | lower | 2020
41 Electric boiler, large | Electric boiler - boiler - electricity - large | Electric boiler | boiler | electricity | large | Environment | SO2 [g/GJ_i] | SO2 |  | g/GJ_i |  |  |  | upper | 2020
41 Electric boiler, large | Electric boiler - boiler - electricity - large | Electric boiler | boiler | electricity | large | Environment | SO2 [g/GJ_i] | SO2 |  | g/GJ_i |  |  |  | ctrl | 2030
41 Electric boiler, large | Electric boiler - boiler - electricity - large | Electric boiler | boiler | electricity | large | Environment | SO2 [g/GJ_i] | SO2 |  | g/GJ_i |  |  |  | lower | 2030
41 Electric boiler, large | Electric boiler - boiler - electricity - large | Electric boiler | boiler | electricity | large | Environment | SO2 [g/GJ_i] | SO2 |  | g/GJ_i |  |  |  | upper | 2030
41 Electric boiler, large | Electric boiler - boiler - electricity - large | Electric boiler | boiler | electricity | large | Environment | SO2 [g/GJ_i] | SO2 |  | g/GJ_i |  |  |  | ctrl | 2050
41 Electric boiler, large | Electric boiler - boiler - electricity - large | Electric boiler | boiler | electricity | large | Environment | SO2 [g/GJ_i] | SO2 |  | g/GJ_i |  |  |  | lower | 2050
41 Electric boiler, large | Electric boiler - boiler - electricity - large | Electric boiler | boiler | electricity | large | Environment | SO2 [g/GJ_i] | SO2 |  | g/GJ_i |  |  |  | upper | 2050
41 Electric boiler, large | Electric boiler - boiler - electricity - large | Electric boiler | boiler | electricity | large | Environment | NOX [g/GJ_i] | NOX |  | g/GJ_i |  |  |  | ctrl | 2015
41 Electric boiler, large | Electric boiler - boiler - electricity - large | Electric boiler | boiler | electricity | large | Environment | NOX [g/GJ_i] | NOX |  | g/GJ_i |  |  |  | ctrl | 2020
41 Electric boiler, large | Electric boiler - boiler - electricity - large | Electric boiler | boiler | electricity | large | Environment | NOX [g/GJ_i] | NOX |  | g/GJ_i |  |  |  | lower | 2020
41 Electric boiler, large | Electric boiler - boiler - electricity - large | Electric boiler | boiler | electricity | large | Environment | NOX [g/GJ_i] | NOX |  | g/GJ_i |  |  |  | upper | 2020
41 Electric boiler, large | Electric boiler - boiler - electricity - large | Electric boiler | boiler | electricity | large | Environment | NOX [g/GJ_i] | NOX |  | g/GJ_i |  |  |  | ctrl | 2030
41 Electric boiler, large | Electric boiler - boiler - electricity - large | Electric boiler | boiler | electricity | large | Environment | NOX [g/GJ_i] | NOX |  | g/GJ_i |  |  |  | lower | 2030
41 Electric boiler, large | Electric boiler - boiler - electricity - large | Electric boiler | boiler | electricity | large | Environment | NOX [g/GJ_i] | NOX |  | g/GJ_i |  |  |  | upper | 2030
41 Electric boiler, large | Electric boiler - boiler - electricity - large | Electric boiler | boiler | electricity | large | Environment | NOX [g/GJ_i] | NOX |  | g/GJ_i |  |  |  | ctrl | 2050
41 Electric boiler, large | Electric boiler - boiler - electricity - large | Electric boiler | boiler | electricity | large | Environment | NOX [g/GJ_i] | NOX |  | g/GJ_i |  |  |  | lower | 2050
41 Electric boiler, large | Electric boiler - boiler - electricity - large | Electric boiler | boiler | electricity | large | Environment | NOX [g/GJ_i] | NOX |  | g/GJ_i |  |  |  | upper | 2050
41 Electric boiler, large | Electric boiler - boiler - electricity - large | Electric boiler | boiler | electricity | large | Environment | CH4 [g/GJ_i] | CH4 |  | g/GJ_i |  |  |  | ctrl | 2015
41 Electric boiler, large | Electric boiler - boiler - electricity - large | Electric boiler | boiler | electricity | large | Environment | CH4 [g/GJ_i] | CH4 |  | g/GJ_i |  |  |  | ctrl | 2020
41 Electric boiler, large | Electric boiler - boiler - electricity - large | Electric boiler | boiler | electricity | large | Environment | CH4 [g/GJ_i] | CH4 |  | g/GJ_i |  |  |  | lower | 2020
41 Electric boiler, large | Electric boiler - boiler - electricity - large | Electric boiler | boiler | electricity | large | Environment | CH4 [g/GJ_i] | CH4 |  | g/GJ_i |  |  |  | upper | 2020
41 Electric boiler, large | Electric boiler - boiler - electricity - large | Electric boiler | boiler | electricity | large | Environment | CH4 [g/GJ_i] | CH4 |  | g/GJ_i |  |  |  | ctrl | 2030
41 Electric boiler, large | Electric boiler - boiler - electricity - large | Electric boiler | boiler | electricity | large | Environment | CH4 [g/GJ_i] | CH4 |  | g/GJ_i |  |  |  | lower | 2030
41 Electric boiler, large | Electric boiler - boiler - electricity - large | Electric boiler | boiler | electricity | large | Environment | CH4 [g/GJ_i] | CH4 |  | g/GJ_i |  |  |  | upper | 2030
41 Electric boiler, large | Electric boiler - boiler - electricity - large | Electric boiler | boiler | electricity | large | Environment | CH4 [g/GJ_i] | CH4 |  | g/GJ_i |  |  |  | ctrl | 2050
41 Electric boiler, large | Electric boiler - boiler - electricity - large | Electric boiler | boiler | electricity | large | Environment | CH4 [g/GJ_i] | CH4 |  | g/GJ_i |  |  |  | lower | 2050
41 Electric boiler, large | Electric boiler - boiler - electricity - large | Electric boiler | boiler | electricity | large | Environment | CH4 [g/GJ_i] | CH4 |  | g/GJ_i |  |  |  | upper | 2050
41 Electric boiler, large | Electric boiler - boiler - electricity - large | Electric boiler | boiler | electricity | large | Environment | N2O [g/GJ_i] | N2O |  | g/GJ_i |  |  |  | ctrl | 2015
41 Electric boiler, large | Electric boiler - boiler - electricity - large | Electric boiler | boiler | electricity | large | Environment | N2O [g/GJ_i] | N2O |  | g/GJ_i |  |  |  | ctrl | 2020
41 Electric boiler, large | Electric boiler - boiler - electricity - large | Electric boiler | boiler | electricity | large | Environment | N2O [g/GJ_i] | N2O |  | g/GJ_i |  |  |  | lower | 2020
41 Electric boiler, large | Electric boiler - boiler - electricity - large | Electric boiler | boiler | electricity | large | Environment | N2O [g/GJ_i] | N2O |  | g/GJ_i |  |  |  | upper | 2020
41 Electric boiler, large | Electric boiler - boiler - electricity - large | Electric boiler | boiler | electricity | large | Environment | N2O [g/GJ_i] | N2O |  | g/GJ_i |  |  |  | ctrl | 2030
41 Electric boiler, large | Electric boiler - boiler - electricity - large | Electric boiler | boiler | electricity | large | Environment | N2O [g/GJ_i] | N2O |  | g/GJ_i |  |  |  | lower | 2030
41 Electric boiler, large | Electric boiler - boiler - electricity - large | Electric boiler | boiler | electricity | large | Environment | N2O [g/GJ_i] | N2O |  | g/GJ_i |  |  |  | upper | 2030
41 Electric boiler, large | Electric boiler - boiler - electricity - large | Electric boiler | boiler | electricity | large | Environment | N2O [g/GJ_i] | N2O |  | g/GJ_i |  |  |  | ctrl | 2050
41 Electric boiler, large | Electric boiler - boiler - electricity - large | Electric boiler | boiler | electricity | large | Environment | N2O [g/GJ_i] | N2O |  | g/GJ_i |  |  |  | lower | 2050
41 Electric boiler, large | Electric boiler - boiler - electricity - large | Electric boiler | boiler | electricity | large | Environment | N2O [g/GJ_i] | N2O |  | g/GJ_i |  |  |  | upper | 2050
41 Electric boiler, large | Electric boiler - boiler - electricity - large | Electric boiler | boiler | electricity | large | Environment | Particles [g/GJ_i] | Particles |  | g/GJ_i |  |  |  | ctrl | 2015
41 Electric boiler, large | Electric boiler - boiler - electricity - large | Electric boiler | boiler | electricity | large | Environment | Particles [g/GJ_i] | Particles |  | g/GJ_i |  |  |  | ctrl | 2020
41 Electric boiler, large | Electric boiler - boiler - electricity - large | Electric boiler | boiler | electricity | large | Environment | Particles [g/GJ_i] | Particles |  | g/GJ_i |  |  |  | lower | 2020
41 Electric boiler, large | Electric boiler - boiler - electricity - large | Electric boiler | boiler | electricity | large | Environment | Particles [g/GJ_i] | Particles |  | g/GJ_i |  |  |  | upper | 2020
41 Electric boiler, large | Electric boiler - boiler - electricity - large | Electric boiler | boiler | electricity | large | Environment | Particles [g/GJ_i] | Particles |  | g/GJ_i |  |  |  | ctrl | 2030
41 Electric boiler, large | Electric boiler - boiler - electricity - large | Electric boiler | boiler | electricity | large | Environment | Particles [g/GJ_i] | Particles |  | g/GJ_i |  |  |  | lower | 2030
41 Electric boiler, large | Electric boiler - boiler - electricity - large | Electric boiler | boiler | electricity | large | Environment | Particles [g/GJ_i] | Particles |  | g/GJ_i |  |  |  | upper | 2030
41 Electric boiler, large | Electric boiler - boiler - electricity - large | Electric boiler | boiler | electricity | large | Environment | Particles [g/GJ_i] | Particles |  | g/GJ_i |  |  |  | ctrl | 2050
41 Electric boiler, large | Electric boiler - boiler - electricity - large | Electric boiler | boiler | electricity | large | Environment | Particles [g/GJ_i] | Particles |  | g/GJ_i |  |  |  | lower | 2050
41 Electric boiler, large | Electric boiler - boiler - electricity - large | Electric boiler | boiler | electricity | large | Environment | Particles [g/GJ_i] | Particles |  | g/GJ_i |  |  |  | upper | 2050
41 Electric boiler, large | Electric boiler - boiler - electricity - large | Electric boiler | boiler | electricity | large | Financial data | Nominal investment (*total) [2015-MEUR/MW_h] | Nominal investment | *total | MEUR/MW_h | 2015 |  |  | ctrl | 2015 | 0.07
41 Electric boiler, large | Electric boiler - boiler - electricity - large | Electric boiler | boiler | electricity | large | Financial data | Nominal investment (*total) [2015-MEUR/MW_h] | Nominal investment | *total | MEUR/MW_h | 2015 |  |  | ctrl | 2020 | 0.07
41 Electric boiler, large | Electric boiler - boiler - electricity - large | Electric boiler | boiler | electricity | large | Financial data | Nominal investment (*total) [2015-MEUR/MW_h] | Nominal investment | *total | MEUR/MW_h | 2015 |  |  | lower | 2020 | 0.02
41 Electric boiler, large | Electric boiler - boiler - electricity - large | Electric boiler | boiler | electricity | large | Financial data | Nominal investment (*total) [2015-MEUR/MW_h] | Nominal investment | *total | MEUR/MW_h | 2015 |  |  | upper | 2020 | 0.17
41 Electric boiler, large | Electric boiler - boiler - electricity - large | Electric boiler | boiler | electricity | large | Financial data | Nominal investment (*total) [2015-MEUR/MW_h] | Nominal investment | *total | MEUR/MW_h | 2015 |  |  | ctrl | 2030 | 0.06
41 Electric boiler, large | Electric boiler - boiler - electricity - large | Electric boiler | boiler | electricity | large | Financial data | Nominal investment (*total) [2015-MEUR/MW_h] | Nominal investment | *total | MEUR/MW_h | 2015 |  |  | lower | 2030
41 Electric boiler, large | Electric boiler - boiler - electricity - large | Electric boiler | boiler | electricity | large | Financial data | Nominal investment (*total) [2015-MEUR/MW_h] | Nominal investment | *total | MEUR/MW_h | 2015 |  |  | upper | 2030
41 Electric boiler, large | Electric boiler - boiler - electricity - large | Electric boiler | boiler | electricity | large | Financial data | Nominal investment (*total) [2015-MEUR/MW_h] | Nominal investment | *total | MEUR/MW_h | 2015 |  |  | ctrl | 2050 | 0.06
41 Electric boiler, large | Electric boiler - boiler - electricity - large | Electric boiler | boiler | electricity | large | Financial data | Nominal investment (*total) [2015-MEUR/MW_h] | Nominal investment | *total | MEUR/MW_h | 2015 |  |  | lower | 2050 | 0.02
41 Electric boiler, large | Electric boiler - boiler - electricity - large | Electric boiler | boiler | electricity | large | Financial data | Nominal investment (*total) [2015-MEUR/MW_h] | Nominal investment | *total | MEUR/MW_h | 2015 |  |  | upper | 2050 | 0.17
41 Electric boiler, large | Electric boiler - boiler - electricity - large | Electric boiler | boiler | electricity | large | Financial data | Nominal investment (equipment) [2015-MEUR/MW_h] | Nominal investment | equipment | MEUR/MW_h | 2015 |  |  | ctrl | 2015 | 0.06
41 Electric boiler, large | Electric boiler - boiler - electricity - large | Electric boiler | boiler | electricity | large | Financial data | Nominal investment (equipment) [2015-MEUR/MW_h] | Nominal investment | equipment | MEUR/MW_h | 2015 |  |  | ctrl | 2020 | 0.058515
41 Electric boiler, large | Electric boiler - boiler - electricity - large | Electric boiler | boiler | electricity | large | Financial data | Nominal investment (equipment) [2015-MEUR/MW_h] | Nominal investment | equipment | MEUR/MW_h | 2015 |  |  | lower | 2020 | 0.02
41 Electric boiler, large | Electric boiler - boiler - electricity - large | Electric boiler | boiler | electricity | large | Financial data | Nominal investment (equipment) [2015-MEUR/MW_h] | Nominal investment | equipment | MEUR/MW_h | 2015 |  |  | upper | 2020 | 0.14
41 Electric boiler, large | Electric boiler - boiler - electricity - large | Electric boiler | boiler | electricity | large | Financial data | Nominal investment (equipment) [2015-MEUR/MW_h] | Nominal investment | equipment | MEUR/MW_h | 2015 |  |  | ctrl | 2030 | 0.05
41 Electric boiler, large | Electric boiler - boiler - electricity - large | Electric boiler | boiler | electricity | large | Financial data | Nominal investment (equipment) [2015-MEUR/MW_h] | Nominal investment | equipment | MEUR/MW_h | 2015 |  |  | lower | 2030
41 Electric boiler, large | Electric boiler - boiler - electricity - large | Electric boiler | boiler | electricity | large | Financial data | Nominal investment (equipment) [2015-MEUR/MW_h] | Nominal investment | equipment | MEUR/MW_h | 2015 |  |  | upper | 2030
41 Electric boiler, large | Electric boiler - boiler - electricity - large | Electric boiler | boiler | electricity | large | Financial data | Nominal investment (equipment) [2015-MEUR/MW_h] | Nominal investment | equipment | MEUR/MW_h | 2015 |  |  | ctrl | 2050 | 0.050345
41 Electric boiler, large | Electric boiler - boiler - electricity - large | Electric boiler | boiler | electricity | large | Financial data | Nominal investment (equipment) [2015-MEUR/MW_h] | Nominal investment | equipment | MEUR/MW_h | 2015 |  |  | lower | 2050 | 0.02
41 Electric boiler, large | Electric boiler - boiler - electricity - large | Electric boiler | boiler | electricity | large | Financial data | Nominal investment (equipment) [2015-MEUR/MW_h] | Nominal investment | equipment | MEUR/MW_h | 2015 |  |  | upper | 2050 | 0.14
41 Electric boiler, large | Electric boiler - boiler - electricity - large | Electric boiler | boiler | electricity | large | Financial data | Nominal investment (installation) [2015-MEUR/MW_h] | Nominal investment | installation | MEUR/MW_h | 2015 |  |  | ctrl | 2015 | 0.01
41 Electric boiler, large | Electric boiler - boiler - electricity - large | Electric boiler | boiler | electricity | large | Financial data | Nominal investment (installation) [2015-MEUR/MW_h] | Nominal investment | installation | MEUR/MW_h | 2015 |  |  | ctrl | 2020 | 0.0097525
41 Electric boiler, large | Electric boiler - boiler - electricity - large | Electric boiler | boiler | electricity | large | Financial data | Nominal investment (installation) [2015-MEUR/MW_h] | Nominal investment | installation | MEUR/MW_h | 2015 |  |  | upper | 2020 | 0.03
41 Electric boiler, large | Electric boiler - boiler - electricity - large | Electric boiler | boiler | electricity | large | Financial data | Nominal investment (installation) [2015-MEUR/MW_h] | Nominal investment | installation | MEUR/MW_h | 2015 |  |  | ctrl | 2030 | 0.0092757
41 Electric boiler, large | Electric boiler - boiler - electricity - large | Electric boiler | boiler | electricity | large | Financial data | Nominal investment (installation) [2015-MEUR/MW_h] | Nominal investment | installation | MEUR/MW_h | 2015 |  |  | lower | 2030
41 Electric boiler, large | Electric boiler - boiler - electricity - large | Electric boiler | boiler | electricity | large | Financial data | Nominal investment (installation) [2015-MEUR/MW_h] | Nominal investment | installation | MEUR/MW_h | 2015 |  |  | upper | 2030
41 Electric boiler, large | Electric boiler - boiler - electricity - large | Electric boiler | boiler | electricity | large | Financial data | Nominal investment (installation) [2015-MEUR/MW_h] | Nominal investment | installation | MEUR/MW_h | 2015 |  |  | ctrl | 2050 | 0.0083909
41 Electric boiler, large | Electric boiler - boiler - electricity - large | Electric boiler | boiler | electricity | large | Financial data | Nominal investment (installation) [2015-MEUR/MW_h] | Nominal investment | installation | MEUR/MW_h | 2015 |  |  | upper | 2050 | 0.03
41 Electric boiler, large | Electric boiler - boiler - electricity - large | Electric boiler | boiler | electricity | large | Financial data | Fixed O&M (*total) [2015-EUR/MW_h/y] | Fixed O&M | *total | EUR/MW_h/y | 2015 |  |  | ctrl | 2015 | 1100
41 Electric boiler, large | Electric boiler - boiler - electricity - large | Electric boiler | boiler | electricity | large | Financial data | Fixed O&M (*total) [2015-EUR/MW_h/y] | Fixed O&M | *total | EUR/MW_h/y | 2015 |  |  | ctrl | 2020 | 1070
41 Electric boiler, large | Electric boiler - boiler - electricity - large | Electric boiler | boiler | electricity | large | Financial data | Fixed O&M (*total) [2015-EUR/MW_h/y] | Fixed O&M | *total | EUR/MW_h/y | 2015 |  |  | lower | 2020 | 1000
41 Electric boiler, large | Electric boiler - boiler - electricity - large | Electric boiler | boiler | electricity | large | Financial data | Fixed O&M (*total) [2015-EUR/MW_h/y] | Fixed O&M | *total | EUR/MW_h/y | 2015 |  |  | upper | 2020 | 1100
41 Electric boiler, large | Electric boiler - boiler - electricity - large | Electric boiler | boiler | electricity | large | Financial data | Fixed O&M (*total) [2015-EUR/MW_h/y] | Fixed O&M | *total | EUR/MW_h/y | 2015 |  |  | ctrl | 2030 | 1020
41 Electric boiler, large | Electric boiler - boiler - electricity - large | Electric boiler | boiler | electricity | large | Financial data | Fixed O&M (*total) [2015-EUR/MW_h/y] | Fixed O&M | *total | EUR/MW_h/y | 2015 |  |  | lower | 2030
41 Electric boiler, large | Electric boiler - boiler - electricity - large | Electric boiler | boiler | electricity | large | Financial data | Fixed O&M (*total) [2015-EUR/MW_h/y] | Fixed O&M | *total | EUR/MW_h/y | 2015 |  |  | upper | 2030
41 Electric boiler, large | Electric boiler - boiler - electricity - large | Electric boiler | boiler | electricity | large | Financial data | Fixed O&M (*total) [2015-EUR/MW_h/y] | Fixed O&M | *total | EUR/MW_h/y | 2015 |  |  | ctrl | 2050 | 920
41 Electric boiler, large | Electric boiler - boiler - electricity - large | Electric boiler | boiler | electricity | large | Financial data | Fixed O&M (*total) [2015-EUR/MW_h/y] | Fixed O&M | *total | EUR/MW_h/y | 2015 |  |  | lower | 2050 | 900
41 Electric boiler, large | Electric boiler - boiler - electricity - large | Electric boiler | boiler | electricity | large | Financial data | Fixed O&M (*total) [2015-EUR/MW_h/y] | Fixed O&M | *total | EUR/MW_h/y | 2015 |  |  | upper | 2050 | 1000
41 Electric boiler, large | Electric boiler - boiler - electricity - large | Electric boiler | boiler | electricity | large | Financial data | Variable O&M (*total) [2015-EUR/MWh_h] | Variable O&M | *total | EUR/MWh_h | 2015 |  |  | ctrl | 2015 | 0.8
41 Electric boiler, large | Electric boiler - boiler - electricity - large | Electric boiler | boiler | electricity | large | Financial data | Variable O&M (*total) [2015-EUR/MWh_h] | Variable O&M | *total | EUR/MWh_h | 2015 |  |  | ctrl | 2020 | 0.9
41 Electric boiler, large | Electric boiler - boiler - electricity - large | Electric boiler | boiler | electricity | large | Financial data | Variable O&M (*total) [2015-EUR/MWh_h] | Variable O&M | *total | EUR/MWh_h | 2015 |  |  | lower | 2020 | 0.5
41 Electric boiler, large | Electric boiler - boiler - electricity - large | Electric boiler | boiler | electricity | large | Financial data | Variable O&M (*total) [2015-EUR/MWh_h] | Variable O&M | *total | EUR/MWh_h | 2015 |  |  | upper | 2020 | 0.9
41 Electric boiler, large | Electric boiler - boiler - electricity - large | Electric boiler | boiler | electricity | large | Financial data | Variable O&M (*total) [2015-EUR/MWh_h] | Variable O&M | *total | EUR/MWh_h | 2015 |  |  | ctrl | 2030 | 1
41 Electric boiler, large | Electric boiler - boiler - electricity - large | Electric boiler | boiler | electricity | large | Financial data | Variable O&M (*total) [2015-EUR/MWh_h] | Variable O&M | *total | EUR/MWh_h | 2015 |  |  | lower | 2030
41 Electric boiler, large | Electric boiler - boiler - electricity - large | Electric boiler | boiler | electricity | large | Financial data | Variable O&M (*total) [2015-EUR/MWh_h] | Variable O&M | *total | EUR/MWh_h | 2015 |  |  | upper | 2030
41 Electric boiler, large | Electric boiler - boiler - electricity - large | Electric boiler | boiler | electricity | large | Financial data | Variable O&M (*total) [2015-EUR/MWh_h] | Variable O&M | *total | EUR/MWh_h | 2015 |  |  | ctrl | 2050 | 1
41 Electric boiler, large | Electric boiler - boiler - electricity - large | Electric boiler | boiler | electricity | large | Financial data | Variable O&M (*total) [2015-EUR/MWh_h] | Variable O&M | *total | EUR/MWh_h | 2015 |  |  | lower | 2050 | 0.5
41 Electric boiler, large | Electric boiler - boiler - electricity - large | Electric boiler | boiler | electricity | large | Financial data | Variable O&M (*total) [2015-EUR/MWh_h] | Variable O&M | *total | EUR/MWh_h | 2015 |  |  | upper | 2050 | 1
41 Electric boiler, large | Electric boiler - boiler - electricity - large | Electric boiler | boiler | electricity | large | Financial data | Variable O&M (electricity cost) [2015-EUR/MWh_h] | Variable O&M | electricity cost | EUR/MWh_h | 2015 |  |  | ctrl | 2015 | 0.3
41 Electric boiler, large | Electric boiler - boiler - electricity - large | Electric boiler | boiler | electricity | large | Financial data | Variable O&M (electricity cost) [2015-EUR/MWh_h] | Variable O&M | electricity cost | EUR/MWh_h | 2015 |  |  | ctrl | 2020 | 0.3
41 Electric boiler, large | Electric boiler - boiler - electricity - large | Electric boiler | boiler | electricity | large | Financial data | Variable O&M (electricity cost) [2015-EUR/MWh_h] | Variable O&M | electricity cost | EUR/MWh_h | 2015 |  |  | lower | 2020 | 0.1
41 Electric boiler, large | Electric boiler - boiler - electricity - large | Electric boiler | boiler | electricity | large | Financial data | Variable O&M (electricity cost) [2015-EUR/MWh_h] | Variable O&M | electricity cost | EUR/MWh_h | 2015 |  |  | upper | 2020 | 0.3
41 Electric boiler, large | Electric boiler - boiler - electricity - large | Electric boiler | boiler | electricity | large | Financial data | Variable O&M (electricity cost) [2015-EUR/MWh_h] | Variable O&M | electricity cost | EUR/MWh_h | 2015 |  |  | ctrl | 2030 | 0.5
41 Electric boiler, large | Electric boiler - boiler - electricity - large | Electric boiler | boiler | electricity | large | Financial data | Variable O&M (electricity cost) [2015-EUR/MWh_h] | Variable O&M | electricity cost | EUR/MWh_h | 2015 |  |  | lower | 2030
41 Electric boiler, large | Electric boiler - boiler - electricity - large | Electric boiler | boiler | electricity | large | Financial data | Variable O&M (electricity cost) [2015-EUR/MWh_h] | Variable O&M | electricity cost | EUR/MWh_h | 2015 |  |  | upper | 2030
41 Electric boiler, large | Electric boiler - boiler - electricity - large | Electric boiler | boiler | electricity | large | Financial data | Variable O&M (electricity cost) [2015-EUR/MWh_h] | Variable O&M | electricity cost | EUR/MWh_h | 2015 |  |  | ctrl | 2050 | 0.6
41 Electric boiler, large | Electric boiler - boiler - electricity - large | Electric boiler | boiler | electricity | large | Financial data | Variable O&M (electricity cost) [2015-EUR/MWh_h] | Variable O&M | electricity cost | EUR/MWh_h | 2015 |  |  | lower | 2050 | 0.1
41 Electric boiler, large | Electric boiler - boiler - electricity - large | Electric boiler | boiler | electricity | large | Financial data | Variable O&M (electricity cost) [2015-EUR/MWh_h] | Variable O&M | electricity cost | EUR/MWh_h | 2015 |  |  | upper | 2050 | 0.6
41 Electric boiler, large | Electric boiler - boiler - electricity - large | Electric boiler | boiler | electricity | large | Financial data | Variable O&M (other O&M) [2015-EUR/MWh_h] | Variable O&M | other O&M | EUR/MWh_h | 2015 |  |  | ctrl | 2015 | 0.5
41 Electric boiler, large | Electric boiler - boiler - electricity - large | Electric boiler | boiler | electricity | large | Financial data | Variable O&M (other O&M) [2015-EUR/MWh_h] | Variable O&M | other O&M | EUR/MWh_h | 2015 |  |  | ctrl | 2020 | 0.5
41 Electric boiler, large | Electric boiler - boiler - electricity - large | Electric boiler | boiler | electricity | large | Financial data | Variable O&M (other O&M) [2015-EUR/MWh_h] | Variable O&M | other O&M | EUR/MWh_h | 2015 |  |  | lower | 2020 | 0.4
41 Electric boiler, large | Electric boiler - boiler - electricity - large | Electric boiler | boiler | electricity | large | Financial data | Variable O&M (other O&M) [2015-EUR/MWh_h] | Variable O&M | other O&M | EUR/MWh_h | 2015 |  |  | upper | 2020 | 0.5
41 Electric boiler, large | Electric boiler - boiler - electricity - large | Electric boiler | boiler | electricity | large | Financial data | Variable O&M (other O&M) [2015-EUR/MWh_h] | Variable O&M | other O&M | EUR/MWh_h | 2015 |  |  | ctrl | 2030 | 0.5
41 Electric boiler, large | Electric boiler - boiler - electricity - large | Electric boiler | boiler | electricity | large | Financial data | Variable O&M (other O&M) [2015-EUR/MWh_h] | Variable O&M | other O&M | EUR/MWh_h | 2015 |  |  | lower | 2030
41 Electric boiler, large | Electric boiler - boiler - electricity - large | Electric boiler | boiler | electricity | large | Financial data | Variable O&M (other O&M) [2015-EUR/MWh_h] | Variable O&M | other O&M | EUR/MWh_h | 2015 |  |  | upper | 2030
41 Electric boiler, large | Electric boiler - boiler - electricity - large | Electric boiler | boiler | electricity | large | Financial data | Variable O&M (other O&M) [2015-EUR/MWh_h] | Variable O&M | other O&M | EUR/MWh_h | 2015 |  |  | ctrl | 2050 | 0.4
41 Electric boiler, large | Electric boiler - boiler - electricity - large | Electric boiler | boiler | electricity | large | Financial data | Variable O&M (other O&M) [2015-EUR/MWh_h] | Variable O&M | other O&M | EUR/MWh_h | 2015 |  |  | lower | 2050 | 0.3
41 Electric boiler, large | Electric boiler - boiler - electricity - large | Electric boiler | boiler | electricity | large | Financial data | Variable O&M (other O&M) [2015-EUR/MWh_h] | Variable O&M | other O&M | EUR/MWh_h | 2015 |  |  | upper | 2050 | 0.5
41 Electric boiler, large | Electric boiler - boiler - electricity - large | Electric boiler | boiler | electricity | large | Technology-specific data | Startup cost [2015-EUR/MW_h/startup] | Startup cost |  | EUR/MW_h/startup | 2015 |  |  | ctrl | 2015 | 0
41 Electric boiler, large | Electric boiler - boiler - electricity - large | Electric boiler | boiler | electricity | large | Technology-specific data | Startup cost [2015-EUR/MW_h/startup] | Startup cost |  | EUR/MW_h/startup | 2015 |  |  | ctrl | 2020 | 0
41 Electric boiler, large | Electric boiler - boiler - electricity - large | Electric boiler | boiler | electricity | large | Technology-specific data | Startup cost [2015-EUR/MW_h/startup] | Startup cost |  | EUR/MW_h/startup | 2015 |  |  | lower | 2020 | 0
41 Electric boiler, large | Electric boiler - boiler - electricity - large | Electric boiler | boiler | electricity | large | Technology-specific data | Startup cost [2015-EUR/MW_h/startup] | Startup cost |  | EUR/MW_h/startup | 2015 |  |  | upper | 2020 | 0
41 Electric boiler, large | Electric boiler - boiler - electricity - large | Electric boiler | boiler | electricity | large | Technology-specific data | Startup cost [2015-EUR/MW_h/startup] | Startup cost |  | EUR/MW_h/startup | 2015 |  |  | ctrl | 2030 | 0
41 Electric boiler, large | Electric boiler - boiler - electricity - large | Electric boiler | boiler | electricity | large | Technology-specific data | Startup cost [2015-EUR/MW_h/startup] | Startup cost |  | EUR/MW_h/startup | 2015 |  |  | lower | 2030
41 Electric boiler, large | Electric boiler - boiler - electricity - large | Electric boiler | boiler | electricity | large | Technology-specific data | Startup cost [2015-EUR/MW_h/startup] | Startup cost |  | EUR/MW_h/startup | 2015 |  |  | upper | 2030
41 Electric boiler, large | Electric boiler - boiler - electricity - large | Electric boiler | boiler | electricity | large | Technology-specific data | Startup cost [2015-EUR/MW_h/startup] | Startup cost |  | EUR/MW_h/startup | 2015 |  |  | ctrl | 2050 | 0
41 Electric boiler, large | Electric boiler - boiler - electricity - large | Electric boiler | boiler | electricity | large | Technology-specific data | Startup cost [2015-EUR/MW_h/startup] | Startup cost |  | EUR/MW_h/startup | 2015 |  |  | lower | 2050 | 0
41 Electric boiler, large | Electric boiler - boiler - electricity - large | Electric boiler | boiler | electricity | large | Technology-specific data | Startup cost [2015-EUR/MW_h/startup] | Startup cost |  | EUR/MW_h/startup | 2015 |  |  | upper | 2050 | 0
41 Electric boiler, large | Electric boiler - boiler - electricity - large | Electric boiler | boiler | electricity | large | Financial data | Nominal investment (installation) [2015-MEUR/MW_h] | Nominal investment | installation | MEUR/MW_h | 2015 |  |  | lower | 2020 | 0
41 Electric boiler, large | Electric boiler - boiler - electricity - large | Electric boiler | boiler | electricity | large | Financial data | Nominal investment (installation) [2015-MEUR/MW_h] | Nominal investment | installation | MEUR/MW_h | 2015 |  |  | lower | 2050 | 0
23 Wave Energy | Wave power - renewable power - wave - medium | Wave power | renewable power | wave | medium | Energy/technical data | Construction time [years] | Construction time |  | years |  |  |  | lower | 2020 | 3
23 Wave Energy | Wave power - renewable power - wave - medium | Wave power | renewable power | wave | medium | Energy/technical data | Construction time [years] | Construction time |  | years |  |  |  | upper | 2020 | 4
23 Wave Energy | Wave power - renewable power - wave - medium | Wave power | renewable power | wave | medium | Energy/technical data | Generating capacity for one unit [MW_e] | Generating capacity for one unit |  | MW_e |  |  |  | lower | 2020 | 2
23 Wave Energy | Wave power - renewable power - wave - medium | Wave power | renewable power | wave | medium | Energy/technical data | Generating capacity for one unit [MW_e] | Generating capacity for one unit |  | MW_e |  |  |  | upper | 2020 | 50
23 Wave Energy | Wave power - renewable power - wave - medium | Wave power | renewable power | wave | medium | Technology-specific data | Length of installation of one power plant [km] | Length of installation of one power plant |  | km |  |  |  | lower | 2020 | 0.2
23 Wave Energy | Wave power - renewable power - wave - medium | Wave power | renewable power | wave | medium | Technology-specific data | Length of installation of one power plant [km] | Length of installation of one power plant |  | km |  |  |  | upper | 2020 | 5
23 Wave Energy | Wave power - renewable power - wave - medium | Wave power | renewable power | wave | medium | Financial data | Nominal investment (*total) [2015-MEUR/MW_e] | Nominal investment | *total | MEUR/MW_e | 2015 |  |  | lower | 2020 | 3.8
23 Wave Energy | Wave power - renewable power - wave - medium | Wave power | renewable power | wave | medium | Financial data | Nominal investment (*total) [2015-MEUR/MW_e] | Nominal investment | *total | MEUR/MW_e | 2015 |  |  | upper | 2020 | 9
23 Wave Energy | Wave power - renewable power - wave - medium | Wave power | renewable power | wave | medium | Energy/technical data | Construction time [years] | Construction time |  | years |  |  |  | lower | 2050 | 3
23 Wave Energy | Wave power - renewable power - wave - medium | Wave power | renewable power | wave | medium | Energy/technical data | Construction time [years] | Construction time |  | years |  |  |  | upper | 2050 | 4
23 Wave Energy | Wave power - renewable power - wave - medium | Wave power | renewable power | wave | medium | Energy/technical data | Generating capacity for one unit [MW_e] | Generating capacity for one unit |  | MW_e |  |  |  | lower | 2050 | 50
23 Wave Energy | Wave power - renewable power - wave - medium | Wave power | renewable power | wave | medium | Energy/technical data | Generating capacity for one unit [MW_e] | Generating capacity for one unit |  | MW_e |  |  |  | upper | 2050 | 500
23 Wave Energy | Wave power - renewable power - wave - medium | Wave power | renewable power | wave | medium | Technology-specific data | Length of installation of one power plant [km] | Length of installation of one power plant |  | km |  |  |  | lower | 2050 | 5
23 Wave Energy | Wave power - renewable power - wave - medium | Wave power | renewable power | wave | medium | Technology-specific data | Length of installation of one power plant [km] | Length of installation of one power plant |  | km |  |  |  | upper | 2050 | 100
22 Rooftop PV residential | PV - renewable power - solar - residential rooftop | PV | renewable power | solar | residential rooftop | Energy/technical data | Construction time [years] | Construction time |  | years |  |  |  | ctrl | 2015 | 0
22 Rooftop PV residential | PV - renewable power - solar - residential rooftop | PV | renewable power | solar | residential rooftop | Energy/technical data | Construction time [years] | Construction time |  | years |  |  |  | ctrl | 2020 | 0
22 Rooftop PV residential | PV - renewable power - solar - residential rooftop | PV | renewable power | solar | residential rooftop | Energy/technical data | Construction time [years] | Construction time |  | years |  |  |  | lower | 2020
22 Rooftop PV residential | PV - renewable power - solar - residential rooftop | PV | renewable power | solar | residential rooftop | Energy/technical data | Construction time [years] | Construction time |  | years |  |  |  | upper | 2020
22 Rooftop PV residential | PV - renewable power - solar - residential rooftop | PV | renewable power | solar | residential rooftop | Energy/technical data | Construction time [years] | Construction time |  | years |  |  |  | ctrl | 2030 | 0
22 Rooftop PV residential | PV - renewable power - solar - residential rooftop | PV | renewable power | solar | residential rooftop | Energy/technical data | Construction time [years] | Construction time |  | years |  |  |  | ctrl | 2040 | 0
22 Rooftop PV residential | PV - renewable power - solar - residential rooftop | PV | renewable power | solar | residential rooftop | Energy/technical data | Construction time [years] | Construction time |  | years |  |  |  | ctrl | 2050 | 0
22 Rooftop PV residential | PV - renewable power - solar - residential rooftop | PV | renewable power | solar | residential rooftop | Energy/technical data | Construction time [years] | Construction time |  | years |  |  |  | lower | 2050
22 Rooftop PV residential | PV - renewable power - solar - residential rooftop | PV | renewable power | solar | residential rooftop | Energy/technical data | Construction time [years] | Construction time |  | years |  |  |  | upper | 2050
22 Rooftop PV residential | PV - renewable power - solar - residential rooftop | PV | renewable power | solar | residential rooftop | Energy/technical data | Forced outage [] | Forced outage |  | [] |  |  |  | ctrl | 2015 | 0
22 Rooftop PV residential | PV - renewable power - solar - residential rooftop | PV | renewable power | solar | residential rooftop | Energy/technical data | Forced outage [] | Forced outage |  | [] |  |  |  | ctrl | 2020 | 0
22 Rooftop PV residential | PV - renewable power - solar - residential rooftop | PV | renewable power | solar | residential rooftop | Energy/technical data | Forced outage [] | Forced outage |  | [] |  |  |  | lower | 2020
22 Rooftop PV residential | PV - renewable power - solar - residential rooftop | PV | renewable power | solar | residential rooftop | Energy/technical data | Forced outage [] | Forced outage |  | [] |  |  |  | upper | 2020
22 Rooftop PV residential | PV - renewable power - solar - residential rooftop | PV | renewable power | solar | residential rooftop | Energy/technical data | Forced outage [] | Forced outage |  | [] |  |  |  | ctrl | 2030 | 0
22 Rooftop PV residential | PV - renewable power - solar - residential rooftop | PV | renewable power | solar | residential rooftop | Energy/technical data | Forced outage [] | Forced outage |  | [] |  |  |  | ctrl | 2040 | 0
22 Rooftop PV residential | PV - renewable power - solar - residential rooftop | PV | renewable power | solar | residential rooftop | Energy/technical data | Forced outage [] | Forced outage |  | [] |  |  |  | ctrl | 2050 | 0
22 Rooftop PV residential | PV - renewable power - solar - residential rooftop | PV | renewable power | solar | residential rooftop | Energy/technical data | Forced outage [] | Forced outage |  | [] |  |  |  | lower | 2050
22 Rooftop PV residential | PV - renewable power - solar - residential rooftop | PV | renewable power | solar | residential rooftop | Energy/technical data | Forced outage [] | Forced outage |  | [] |  |  |  | upper | 2050
22 Rooftop PV residential | PV - renewable power - solar - residential rooftop | PV | renewable power | solar | residential rooftop | Energy/technical data | Generating capacity for one unit [MW_e] | Generating capacity for one unit |  | MW_e |  | B3,C |  | ctrl | 2015 | 0.006
22 Rooftop PV residential | PV - renewable power - solar - residential rooftop | PV | renewable power | solar | residential rooftop | Energy/technical data | Generating capacity for one unit [MW_e] | Generating capacity for one unit |  | MW_e |  | B3,C |  | ctrl | 2020 | 0.006
22 Rooftop PV residential | PV - renewable power - solar - residential rooftop | PV | renewable power | solar | residential rooftop | Energy/technical data | Generating capacity for one unit [MW_e] | Generating capacity for one unit |  | MW_e |  | B3,C |  | lower | 2020
22 Rooftop PV residential | PV - renewable power - solar - residential rooftop | PV | renewable power | solar | residential rooftop | Energy/technical data | Generating capacity for one unit [MW_e] | Generating capacity for one unit |  | MW_e |  | B3,C |  | upper | 2020
22 Rooftop PV residential | PV - renewable power - solar - residential rooftop | PV | renewable power | solar | residential rooftop | Energy/technical data | Generating capacity for one unit [MW_e] | Generating capacity for one unit |  | MW_e |  | B3,C |  | ctrl | 2030 | 0.006
22 Rooftop PV residential | PV - renewable power - solar - residential rooftop | PV | renewable power | solar | residential rooftop | Energy/technical data | Generating capacity for one unit [MW_e] | Generating capacity for one unit |  | MW_e |  | B3,C |  | ctrl | 2040 | 0.006
22 Rooftop PV residential | PV - renewable power - solar - residential rooftop | PV | renewable power | solar | residential rooftop | Energy/technical data | Generating capacity for one unit [MW_e] | Generating capacity for one unit |  | MW_e |  | B3,C |  | ctrl | 2050 | 0.006
22 Rooftop PV residential | PV - renewable power - solar - residential rooftop | PV | renewable power | solar | residential rooftop | Energy/technical data | Generating capacity for one unit [MW_e] | Generating capacity for one unit |  | MW_e |  | B3,C |  | lower | 2050
22 Rooftop PV residential | PV - renewable power - solar - residential rooftop | PV | renewable power | solar | residential rooftop | Energy/technical data | Generating capacity for one unit [MW_e] | Generating capacity for one unit |  | MW_e |  | B3,C |  | upper | 2050
22 Rooftop PV residential | PV - renewable power - solar - residential rooftop | PV | renewable power | solar | residential rooftop | Energy/technical data | Planned outage [weeks per year] | Planned outage |  | weeks per year |  |  |  | ctrl | 2015 | 0
22 Rooftop PV residential | PV - renewable power - solar - residential rooftop | PV | renewable power | solar | residential rooftop | Energy/technical data | Planned outage [weeks per year] | Planned outage |  | weeks per year |  |  |  | ctrl | 2020 | 0
22 Rooftop PV residential | PV - renewable power - solar - residential rooftop | PV | renewable power | solar | residential rooftop | Energy/technical data | Planned outage [weeks per year] | Planned outage |  | weeks per year |  |  |  | lower | 2020
22 Rooftop PV residential | PV - renewable power - solar - residential rooftop | PV | renewable power | solar | residential rooftop | Energy/technical data | Planned outage [weeks per year] | Planned outage |  | weeks per year |  |  |  | upper | 2020
22 Rooftop PV residential | PV - renewable power - solar - residential rooftop | PV | renewable power | solar | residential rooftop | Energy/technical data | Planned outage [weeks per year] | Planned outage |  | weeks per year |  |  |  | ctrl | 2030 | 0
22 Rooftop PV residential | PV - renewable power - solar - residential rooftop | PV | renewable power | solar | residential rooftop | Energy/technical data | Planned outage [weeks per year] | Planned outage |  | weeks per year |  |  |  | ctrl | 2040 | 0
22 Rooftop PV residential | PV - renewable power - solar - residential rooftop | PV | renewable power | solar | residential rooftop | Energy/technical data | Planned outage [weeks per year] | Planned outage |  | weeks per year |  |  |  | ctrl | 2050 | 0
22 Rooftop PV residential | PV - renewable power - solar - residential rooftop | PV | renewable power | solar | residential rooftop | Energy/technical data | Planned outage [weeks per year] | Planned outage |  | weeks per year |  |  |  | lower | 2050
22 Rooftop PV residential | PV - renewable power - solar - residential rooftop | PV | renewable power | solar | residential rooftop | Energy/technical data | Planned outage [weeks per year] | Planned outage |  | weeks per year |  |  |  | upper | 2050
22 Rooftop PV residential | PV - renewable power - solar - residential rooftop | PV | renewable power | solar | residential rooftop | Energy/technical data | Space requirement [1000 m2/MW_e] | Space requirement |  | 1000 m2/MW_e |  |  | 6 | ctrl | 2015 | 6.3636
22 Rooftop PV residential | PV - renewable power - solar - residential rooftop | PV | renewable power | solar | residential rooftop | Energy/technical data | Space requirement [1000 m2/MW_e] | Space requirement |  | 1000 m2/MW_e |  |  | 6 | ctrl | 2020 | 5.122
22 Rooftop PV residential | PV - renewable power - solar - residential rooftop | PV | renewable power | solar | residential rooftop | Energy/technical data | Space requirement [1000 m2/MW_e] | Space requirement |  | 1000 m2/MW_e |  |  | 6 | lower | 2020
22 Rooftop PV residential | PV - renewable power - solar - residential rooftop | PV | renewable power | solar | residential rooftop | Energy/technical data | Space requirement [1000 m2/MW_e] | Space requirement |  | 1000 m2/MW_e |  |  | 6 | upper | 2020
22 Rooftop PV residential | PV - renewable power - solar - residential rooftop | PV | renewable power | solar | residential rooftop | Energy/technical data | Space requirement [1000 m2/MW_e] | Space requirement |  | 1000 m2/MW_e |  |  | 6 | ctrl | 2030 | 4.5652
22 Rooftop PV residential | PV - renewable power - solar - residential rooftop | PV | renewable power | solar | residential rooftop | Energy/technical data | Space requirement [1000 m2/MW_e] | Space requirement |  | 1000 m2/MW_e |  |  | 6 | ctrl | 2040 | 4.2857
22 Rooftop PV residential | PV - renewable power - solar - residential rooftop | PV | renewable power | solar | residential rooftop | Energy/technical data | Space requirement [1000 m2/MW_e] | Space requirement |  | 1000 m2/MW_e |  |  | 6 | ctrl | 2050 | 4.0385
22 Rooftop PV residential | PV - renewable power - solar - residential rooftop | PV | renewable power | solar | residential rooftop | Energy/technical data | Space requirement [1000 m2/MW_e] | Space requirement |  | 1000 m2/MW_e |  |  | 6 | lower | 2050
22 Rooftop PV residential | PV - renewable power - solar - residential rooftop | PV | renewable power | solar | residential rooftop | Energy/technical data | Space requirement [1000 m2/MW_e] | Space requirement |  | 1000 m2/MW_e |  |  | 6 | upper | 2050
22 Rooftop PV residential | PV - renewable power - solar - residential rooftop | PV | renewable power | solar | residential rooftop | Energy/technical data | Technical lifetime [years] | Technical lifetime |  | years |  |  |  | ctrl | 2015 | 30
22 Rooftop PV residential | PV - renewable power - solar - residential rooftop | PV | renewable power | solar | residential rooftop | Energy/technical data | Technical lifetime [years] | Technical lifetime |  | years |  |  |  | ctrl | 2020 | 35
22 Rooftop PV residential | PV - renewable power - solar - residential rooftop | PV | renewable power | solar | residential rooftop | Energy/technical data | Technical lifetime [years] | Technical lifetime |  | years |  |  |  | lower | 2020
22 Rooftop PV residential | PV - renewable power - solar - residential rooftop | PV | renewable power | solar | residential rooftop | Energy/technical data | Technical lifetime [years] | Technical lifetime |  | years |  |  |  | upper | 2020
22 Rooftop PV residential | PV - renewable power - solar - residential rooftop | PV | renewable power | solar | residential rooftop | Energy/technical data | Technical lifetime [years] | Technical lifetime |  | years |  |  |  | ctrl | 2030 | 40
22 Rooftop PV residential | PV - renewable power - solar - residential rooftop | PV | renewable power | solar | residential rooftop | Energy/technical data | Technical lifetime [years] | Technical lifetime |  | years |  |  |  | ctrl | 2040 | 40
22 Rooftop PV residential | PV - renewable power - solar - residential rooftop | PV | renewable power | solar | residential rooftop | Energy/technical data | Technical lifetime [years] | Technical lifetime |  | years |  |  |  | ctrl | 2050 | 40
22 Rooftop PV residential | PV - renewable power - solar - residential rooftop | PV | renewable power | solar | residential rooftop | Energy/technical data | Technical lifetime [years] | Technical lifetime |  | years |  |  |  | lower | 2050
22 Rooftop PV residential | PV - renewable power - solar - residential rooftop | PV | renewable power | solar | residential rooftop | Energy/technical data | Technical lifetime [years] | Technical lifetime |  | years |  |  |  | upper | 2050
22 Rooftop PV residential | PV - renewable power - solar - residential rooftop | PV | renewable power | solar | residential rooftop | Financial data | Fixed O&M (*total) [2020-EUR/MW_e/y] | Fixed O&M | *total | EUR/MW_e/y | 2020 | P |  | ctrl | 2015 | 16700
22 Rooftop PV residential | PV - renewable power - solar - residential rooftop | PV | renewable power | solar | residential rooftop | Financial data | Fixed O&M (*total) [2020-EUR/MW_e/y] | Fixed O&M | *total | EUR/MW_e/y | 2020 | P |  | ctrl | 2020 | 13400
22 Rooftop PV residential | PV - renewable power - solar - residential rooftop | PV | renewable power | solar | residential rooftop | Financial data | Fixed O&M (*total) [2020-EUR/MW_e/y] | Fixed O&M | *total | EUR/MW_e/y | 2020 | P |  | lower | 2020 | 12100
22 Rooftop PV residential | PV - renewable power - solar - residential rooftop | PV | renewable power | solar | residential rooftop | Financial data | Fixed O&M (*total) [2020-EUR/MW_e/y] | Fixed O&M | *total | EUR/MW_e/y | 2020 | P |  | upper | 2020 | 14800
22 Rooftop PV residential | PV - renewable power - solar - residential rooftop | PV | renewable power | solar | residential rooftop | Financial data | Fixed O&M (*total) [2020-EUR/MW_e/y] | Fixed O&M | *total | EUR/MW_e/y | 2020 | P |  | ctrl | 2030 | 10700
22 Rooftop PV residential | PV - renewable power - solar - residential rooftop | PV | renewable power | solar | residential rooftop | Financial data | Fixed O&M (*total) [2020-EUR/MW_e/y] | Fixed O&M | *total | EUR/MW_e/y | 2020 | P |  | ctrl | 2040 | 9600
22 Rooftop PV residential | PV - renewable power - solar - residential rooftop | PV | renewable power | solar | residential rooftop | Financial data | Fixed O&M (*total) [2020-EUR/MW_e/y] | Fixed O&M | *total | EUR/MW_e/y | 2020 | P |  | ctrl | 2050 | 8900
22 Rooftop PV residential | PV - renewable power - solar - residential rooftop | PV | renewable power | solar | residential rooftop | Financial data | Fixed O&M (*total) [2020-EUR/MW_e/y] | Fixed O&M | *total | EUR/MW_e/y | 2020 | P |  | lower | 2050 | 8100
22 Rooftop PV residential | PV - renewable power - solar - residential rooftop | PV | renewable power | solar | residential rooftop | Financial data | Fixed O&M (*total) [2020-EUR/MW_e/y] | Fixed O&M | *total | EUR/MW_e/y | 2020 | P |  | upper | 2050 | 9900
22 Rooftop PV residential | PV - renewable power - solar - residential rooftop | PV | renewable power | solar | residential rooftop | Financial data | Fixed O&M (land rent) [2020-EUR/MW_e/y] | Fixed O&M | land rent | EUR/MW_e/y | 2020 |  |  | ctrl | 2015
22 Rooftop PV residential | PV - renewable power - solar - residential rooftop | PV | renewable power | solar | residential rooftop | Financial data | Fixed O&M (land rent) [2020-EUR/MW_e/y] | Fixed O&M | land rent | EUR/MW_e/y | 2020 |  |  | ctrl | 2020
22 Rooftop PV residential | PV - renewable power - solar - residential rooftop | PV | renewable power | solar | residential rooftop | Financial data | Fixed O&M (land rent) [2020-EUR/MW_e/y] | Fixed O&M | land rent | EUR/MW_e/y | 2020 |  |  | lower | 2020
22 Rooftop PV residential | PV - renewable power - solar - residential rooftop | PV | renewable power | solar | residential rooftop | Financial data | Fixed O&M (land rent) [2020-EUR/MW_e/y] | Fixed O&M | land rent | EUR/MW_e/y | 2020 |  |  | upper | 2020
22 Rooftop PV residential | PV - renewable power - solar - residential rooftop | PV | renewable power | solar | residential rooftop | Financial data | Fixed O&M (land rent) [2020-EUR/MW_e/y] | Fixed O&M | land rent | EUR/MW_e/y | 2020 |  |  | ctrl | 2030
22 Rooftop PV residential | PV - renewable power - solar - residential rooftop | PV | renewable power | solar | residential rooftop | Financial data | Fixed O&M (land rent) [2020-EUR/MW_e/y] | Fixed O&M | land rent | EUR/MW_e/y | 2020 |  |  | ctrl | 2040
22 Rooftop PV residential | PV - renewable power - solar - residential rooftop | PV | renewable power | solar | residential rooftop | Financial data | Fixed O&M (land rent) [2020-EUR/MW_e/y] | Fixed O&M | land rent | EUR/MW_e/y | 2020 |  |  | ctrl | 2050
22 Rooftop PV residential | PV - renewable power - solar - residential rooftop | PV | renewable power | solar | residential rooftop | Financial data | Fixed O&M (land rent) [2020-EUR/MW_e/y] | Fixed O&M | land rent | EUR/MW_e/y | 2020 |  |  | lower | 2050
22 Rooftop PV residential | PV - renewable power - solar - residential rooftop | PV | renewable power | solar | residential rooftop | Financial data | Fixed O&M (land rent) [2020-EUR/MW_e/y] | Fixed O&M | land rent | EUR/MW_e/y | 2020 |  |  | upper | 2050
22 Rooftop PV residential | PV - renewable power - solar - residential rooftop | PV | renewable power | solar | residential rooftop | Financial data | Nominal investment (*total) [2020-MEUR/MW_e] | Nominal investment | *total | MEUR/MW_e | 2020 | M,O | 2, 4 | ctrl | 2015 | 1.6723
22 Rooftop PV residential | PV - renewable power - solar - residential rooftop | PV | renewable power | solar | residential rooftop | Financial data | Nominal investment (*total) [2020-MEUR/MW_e] | Nominal investment | *total | MEUR/MW_e | 2020 | M,O | 2, 4 | ctrl | 2020 | 1.2419
22 Rooftop PV residential | PV - renewable power - solar - residential rooftop | PV | renewable power | solar | residential rooftop | Financial data | Nominal investment (*total) [2020-MEUR/MW_e] | Nominal investment | *total | MEUR/MW_e | 2020 | M,O | 2, 4 | lower | 2020 | 1.1855
22 Rooftop PV residential | PV - renewable power - solar - residential rooftop | PV | renewable power | solar | residential rooftop | Financial data | Nominal investment (*total) [2020-MEUR/MW_e] | Nominal investment | *total | MEUR/MW_e | 2020 | M,O | 2, 4 | upper | 2020 | 1.2984
22 Rooftop PV residential | PV - renewable power - solar - residential rooftop | PV | renewable power | solar | residential rooftop | Financial data | Nominal investment (*total) [2020-MEUR/MW_e] | Nominal investment | *total | MEUR/MW_e | 2020 | M,O | 2, 4 | ctrl | 2030 | 0.84005
22 Rooftop PV residential | PV - renewable power - solar - residential rooftop | PV | renewable power | solar | residential rooftop | Financial data | Nominal investment (*total) [2020-MEUR/MW_e] | Nominal investment | *total | MEUR/MW_e | 2020 | M,O | 2, 4 | ctrl | 2040 | 0.69912
22 Rooftop PV residential | PV - renewable power - solar - residential rooftop | PV | renewable power | solar | residential rooftop | Financial data | Nominal investment (*total) [2020-MEUR/MW_e] | Nominal investment | *total | MEUR/MW_e | 2020 | M,O | 2, 4 | ctrl | 2050 | 0.63581
22 Rooftop PV residential | PV - renewable power - solar - residential rooftop | PV | renewable power | solar | residential rooftop | Financial data | Nominal investment (*total) [2020-MEUR/MW_e] | Nominal investment | *total | MEUR/MW_e | 2020 | M,O | 2, 4 | lower | 2050 | 0.54163
22 Rooftop PV residential | PV - renewable power - solar - residential rooftop | PV | renewable power | solar | residential rooftop | Financial data | Nominal investment (*total) [2020-MEUR/MW_e] | Nominal investment | *total | MEUR/MW_e | 2020 | M,O | 2, 4 | upper | 2050 | 0.84645
22 Rooftop PV residential | PV - renewable power - solar - residential rooftop | PV | renewable power | solar | residential rooftop | Financial data | Nominal investment (*total, per DC) [2020-MEUR/MW_e] | Nominal investment | *total, per DC | MEUR/MW_e | 2020 | M,N | 2, 4 | ctrl | 2015 | 1.5927
22 Rooftop PV residential | PV - renewable power - solar - residential rooftop | PV | renewable power | solar | residential rooftop | Financial data | Nominal investment (*total, per DC) [2020-MEUR/MW_e] | Nominal investment | *total, per DC | MEUR/MW_e | 2020 | M,N | 2, 4 | ctrl | 2020 | 1.1828
22 Rooftop PV residential | PV - renewable power - solar - residential rooftop | PV | renewable power | solar | residential rooftop | Financial data | Nominal investment (*total, per DC) [2020-MEUR/MW_e] | Nominal investment | *total, per DC | MEUR/MW_e | 2020 | M,N | 2, 4 | lower | 2020 | 1.129
22 Rooftop PV residential | PV - renewable power - solar - residential rooftop | PV | renewable power | solar | residential rooftop | Financial data | Nominal investment (*total, per DC) [2020-MEUR/MW_e] | Nominal investment | *total, per DC | MEUR/MW_e | 2020 | M,N | 2, 4 | upper | 2020 | 1.2366
22 Rooftop PV residential | PV - renewable power - solar - residential rooftop | PV | renewable power | solar | residential rooftop | Financial data | Nominal investment (*total, per DC) [2020-MEUR/MW_e] | Nominal investment | *total, per DC | MEUR/MW_e | 2020 | M,N | 2, 4 | ctrl | 2030 | 0.80004
22 Rooftop PV residential | PV - renewable power - solar - residential rooftop | PV | renewable power | solar | residential rooftop | Financial data | Nominal investment (*total, per DC) [2020-MEUR/MW_e] | Nominal investment | *total, per DC | MEUR/MW_e | 2020 | M,N | 2, 4 | ctrl | 2040 | 0.66583
22 Rooftop PV residential | PV - renewable power - solar - residential rooftop | PV | renewable power | solar | residential rooftop | Financial data | Nominal investment (*total, per DC) [2020-MEUR/MW_e] | Nominal investment | *total, per DC | MEUR/MW_e | 2020 | M,N | 2, 4 | ctrl | 2050 | 0.60554
22 Rooftop PV residential | PV - renewable power - solar - residential rooftop | PV | renewable power | solar | residential rooftop | Financial data | Nominal investment (*total, per DC) [2020-MEUR/MW_e] | Nominal investment | *total, per DC | MEUR/MW_e | 2020 | M,N | 2, 4 | lower | 2050 | 0.51584
22 Rooftop PV residential | PV - renewable power - solar - residential rooftop | PV | renewable power | solar | residential rooftop | Financial data | Nominal investment (*total, per DC) [2020-MEUR/MW_e] | Nominal investment | *total, per DC | MEUR/MW_e | 2020 | M,N | 2, 4 | upper | 2050 | 0.80615
22 Rooftop PV residential | PV - renewable power - solar - residential rooftop | PV | renewable power | solar | residential rooftop | Regulation ability | Primary regulation (of full load, per 30 seconds) [] | Primary regulation | of full load, per 30 seconds | [] |  |  |  | ctrl | 2015
22 Rooftop PV residential | PV - renewable power - solar - residential rooftop | PV | renewable power | solar | residential rooftop | Regulation ability | Primary regulation (of full load, per 30 seconds) [] | Primary regulation | of full load, per 30 seconds | [] |  |  |  | ctrl | 2020
22 Rooftop PV residential | PV - renewable power - solar - residential rooftop | PV | renewable power | solar | residential rooftop | Regulation ability | Primary regulation (of full load, per 30 seconds) [] | Primary regulation | of full load, per 30 seconds | [] |  |  |  | lower | 2020
22 Rooftop PV residential | PV - renewable power - solar - residential rooftop | PV | renewable power | solar | residential rooftop | Regulation ability | Primary regulation (of full load, per 30 seconds) [] | Primary regulation | of full load, per 30 seconds | [] |  |  |  | upper | 2020
22 Rooftop PV residential | PV - renewable power - solar - residential rooftop | PV | renewable power | solar | residential rooftop | Regulation ability | Primary regulation (of full load, per 30 seconds) [] | Primary regulation | of full load, per 30 seconds | [] |  |  |  | ctrl | 2030
22 Rooftop PV residential | PV - renewable power - solar - residential rooftop | PV | renewable power | solar | residential rooftop | Regulation ability | Primary regulation (of full load, per 30 seconds) [] | Primary regulation | of full load, per 30 seconds | [] |  |  |  | ctrl | 2040
22 Rooftop PV residential | PV - renewable power - solar - residential rooftop | PV | renewable power | solar | residential rooftop | Regulation ability | Primary regulation (of full load, per 30 seconds) [] | Primary regulation | of full load, per 30 seconds | [] |  |  |  | ctrl | 2050
22 Rooftop PV residential | PV - renewable power - solar - residential rooftop | PV | renewable power | solar | residential rooftop | Regulation ability | Primary regulation (of full load, per 30 seconds) [] | Primary regulation | of full load, per 30 seconds | [] |  |  |  | lower | 2050
22 Rooftop PV residential | PV - renewable power - solar - residential rooftop | PV | renewable power | solar | residential rooftop | Regulation ability | Primary regulation (of full load, per 30 seconds) [] | Primary regulation | of full load, per 30 seconds | [] |  |  |  | upper | 2050
22 Rooftop PV residential | PV - renewable power - solar - residential rooftop | PV | renewable power | solar | residential rooftop | Regulation ability | Secondary regulation (of full load, per minute) [] | Secondary regulation | of full load, per minute | [] |  |  |  | ctrl | 2015
22 Rooftop PV residential | PV - renewable power - solar - residential rooftop | PV | renewable power | solar | residential rooftop | Regulation ability | Secondary regulation (of full load, per minute) [] | Secondary regulation | of full load, per minute | [] |  |  |  | ctrl | 2020
22 Rooftop PV residential | PV - renewable power - solar - residential rooftop | PV | renewable power | solar | residential rooftop | Regulation ability | Secondary regulation (of full load, per minute) [] | Secondary regulation | of full load, per minute | [] |  |  |  | lower | 2020
22 Rooftop PV residential | PV - renewable power - solar - residential rooftop | PV | renewable power | solar | residential rooftop | Regulation ability | Secondary regulation (of full load, per minute) [] | Secondary regulation | of full load, per minute | [] |  |  |  | upper | 2020
22 Rooftop PV residential | PV - renewable power - solar - residential rooftop | PV | renewable power | solar | residential rooftop | Regulation ability | Secondary regulation (of full load, per minute) [] | Secondary regulation | of full load, per minute | [] |  |  |  | ctrl | 2030
22 Rooftop PV residential | PV - renewable power - solar - residential rooftop | PV | renewable power | solar | residential rooftop | Regulation ability | Secondary regulation (of full load, per minute) [] | Secondary regulation | of full load, per minute | [] |  |  |  | ctrl | 2040
22 Rooftop PV residential | PV - renewable power - solar - residential rooftop | PV | renewable power | solar | residential rooftop | Regulation ability | Secondary regulation (of full load, per minute) [] | Secondary regulation | of full load, per minute | [] |  |  |  | ctrl | 2050
22 Rooftop PV residential | PV - renewable power - solar - residential rooftop | PV | renewable power | solar | residential rooftop | Regulation ability | Secondary regulation (of full load, per minute) [] | Secondary regulation | of full load, per minute | [] |  |  |  | lower | 2050
22 Rooftop PV residential | PV - renewable power - solar - residential rooftop | PV | renewable power | solar | residential rooftop | Regulation ability | Secondary regulation (of full load, per minute) [] | Secondary regulation | of full load, per minute | [] |  |  |  | upper | 2050
22 Rooftop PV residential | PV - renewable power - solar - residential rooftop | PV | renewable power | solar | residential rooftop | Technology-specific data | Average annual degradation of full-load hours [] | Average annual degradation of full-load hours |  | [] |  |  |  | ctrl | 2015 | 0.005
22 Rooftop PV residential | PV - renewable power - solar - residential rooftop | PV | renewable power | solar | residential rooftop | Technology-specific data | Average annual degradation of full-load hours [] | Average annual degradation of full-load hours |  | [] |  |  |  | ctrl | 2020 | 0.004
22 Rooftop PV residential | PV - renewable power - solar - residential rooftop | PV | renewable power | solar | residential rooftop | Technology-specific data | Average annual degradation of full-load hours [] | Average annual degradation of full-load hours |  | [] |  |  |  | lower | 2020
22 Rooftop PV residential | PV - renewable power - solar - residential rooftop | PV | renewable power | solar | residential rooftop | Technology-specific data | Average annual degradation of full-load hours [] | Average annual degradation of full-load hours |  | [] |  |  |  | upper | 2020
22 Rooftop PV residential | PV - renewable power - solar - residential rooftop | PV | renewable power | solar | residential rooftop | Technology-specific data | Average annual degradation of full-load hours [] | Average annual degradation of full-load hours |  | [] |  |  |  | ctrl | 2030 | 0.003
22 Rooftop PV residential | PV - renewable power - solar - residential rooftop | PV | renewable power | solar | residential rooftop | Technology-specific data | Average annual degradation of full-load hours [] | Average annual degradation of full-load hours |  | [] |  |  |  | ctrl | 2040 | 0.003
22 Rooftop PV residential | PV - renewable power - solar - residential rooftop | PV | renewable power | solar | residential rooftop | Technology-specific data | Average annual degradation of full-load hours [] | Average annual degradation of full-load hours |  | [] |  |  |  | ctrl | 2050 | 0.003
22 Rooftop PV residential | PV - renewable power - solar - residential rooftop | PV | renewable power | solar | residential rooftop | Technology-specific data | Average annual degradation of full-load hours [] | Average annual degradation of full-load hours |  | [] |  |  |  | lower | 2050
22 Rooftop PV residential | PV - renewable power - solar - residential rooftop | PV | renewable power | solar | residential rooftop | Technology-specific data | Average annual degradation of full-load hours [] | Average annual degradation of full-load hours |  | [] |  |  |  | upper | 2050
22 Rooftop PV residential | PV - renewable power - solar - residential rooftop | PV | renewable power | solar | residential rooftop | Technology-specific data | Average annual full-load hours (DC-value) [MWh_e/MW_e] | Average annual full-load hours | DC-value | MWh_e/MW_e |  | A1,I |  | ctrl | 2015 | 934.7208
22 Rooftop PV residential | PV - renewable power - solar - residential rooftop | PV | renewable power | solar | residential rooftop | Technology-specific data | Average annual full-load hours (DC-value) [MWh_e/MW_e] | Average annual full-load hours | DC-value | MWh_e/MW_e |  | A1,I |  | ctrl | 2020 | 1010.328
22 Rooftop PV residential | PV - renewable power - solar - residential rooftop | PV | renewable power | solar | residential rooftop | Technology-specific data | Average annual full-load hours (DC-value) [MWh_e/MW_e] | Average annual full-load hours | DC-value | MWh_e/MW_e |  | A1,I |  | lower | 2020
22 Rooftop PV residential | PV - renewable power - solar - residential rooftop | PV | renewable power | solar | residential rooftop | Technology-specific data | Average annual full-load hours (DC-value) [MWh_e/MW_e] | Average annual full-load hours | DC-value | MWh_e/MW_e |  | A1,I |  | upper | 2020
22 Rooftop PV residential | PV - renewable power - solar - residential rooftop | PV | renewable power | solar | residential rooftop | Technology-specific data | Average annual full-load hours (DC-value) [MWh_e/MW_e] | Average annual full-load hours | DC-value | MWh_e/MW_e |  | A1,I |  | ctrl | 2030 | 1116.06
22 Rooftop PV residential | PV - renewable power - solar - residential rooftop | PV | renewable power | solar | residential rooftop | Technology-specific data | Average annual full-load hours (DC-value) [MWh_e/MW_e] | Average annual full-load hours | DC-value | MWh_e/MW_e |  | A1,I |  | ctrl | 2040 | 1127.808
22 Rooftop PV residential | PV - renewable power - solar - residential rooftop | PV | renewable power | solar | residential rooftop | Technology-specific data | Average annual full-load hours (DC-value) [MWh_e/MW_e] | Average annual full-load hours | DC-value | MWh_e/MW_e |  | A1,I |  | ctrl | 2050 | 1139.556
22 Rooftop PV residential | PV - renewable power - solar - residential rooftop | PV | renewable power | solar | residential rooftop | Technology-specific data | Average annual full-load hours (DC-value) [MWh_e/MW_e] | Average annual full-load hours | DC-value | MWh_e/MW_e |  | A1,I |  | lower | 2050
22 Rooftop PV residential | PV - renewable power - solar - residential rooftop | PV | renewable power | solar | residential rooftop | Technology-specific data | Average annual full-load hours (DC-value) [MWh_e/MW_e] | Average annual full-load hours | DC-value | MWh_e/MW_e |  | A1,I |  | upper | 2050
22 Rooftop PV residential | PV - renewable power - solar - residential rooftop | PV | renewable power | solar | residential rooftop | Technology-specific data | Average annual full-load hours [MWh_e/MW_e] | Average annual full-load hours |  | MWh_e/MW_e |  | A1 |  | ctrl | 2015 | 981.4568
22 Rooftop PV residential | PV - renewable power - solar - residential rooftop | PV | renewable power | solar | residential rooftop | Technology-specific data | Average annual full-load hours [MWh_e/MW_e] | Average annual full-load hours |  | MWh_e/MW_e |  | A1 |  | ctrl | 2020 | 1060.8444
22 Rooftop PV residential | PV - renewable power - solar - residential rooftop | PV | renewable power | solar | residential rooftop | Technology-specific data | Average annual full-load hours [MWh_e/MW_e] | Average annual full-load hours |  | MWh_e/MW_e |  | A1 |  | lower | 2020
22 Rooftop PV residential | PV - renewable power - solar - residential rooftop | PV | renewable power | solar | residential rooftop | Technology-specific data | Average annual full-load hours [MWh_e/MW_e] | Average annual full-load hours |  | MWh_e/MW_e |  | A1 |  | upper | 2020
22 Rooftop PV residential | PV - renewable power - solar - residential rooftop | PV | renewable power | solar | residential rooftop | Technology-specific data | Average annual full-load hours [MWh_e/MW_e] | Average annual full-load hours |  | MWh_e/MW_e |  | A1 |  | ctrl | 2030 | 1171.863
22 Rooftop PV residential | PV - renewable power - solar - residential rooftop | PV | renewable power | solar | residential rooftop | Technology-specific data | Average annual full-load hours [MWh_e/MW_e] | Average annual full-load hours |  | MWh_e/MW_e |  | A1 |  | ctrl | 2040 | 1184.1984
22 Rooftop PV residential | PV - renewable power - solar - residential rooftop | PV | renewable power | solar | residential rooftop | Technology-specific data | Average annual full-load hours [MWh_e/MW_e] | Average annual full-load hours |  | MWh_e/MW_e |  | A1 |  | ctrl | 2050 | 1196.5338
22 Rooftop PV residential | PV - renewable power - solar - residential rooftop | PV | renewable power | solar | residential rooftop | Technology-specific data | Average annual full-load hours [MWh_e/MW_e] | Average annual full-load hours |  | MWh_e/MW_e |  | A1 |  | lower | 2050
22 Rooftop PV residential | PV - renewable power - solar - residential rooftop | PV | renewable power | solar | residential rooftop | Technology-specific data | Average annual full-load hours [MWh_e/MW_e] | Average annual full-load hours |  | MWh_e/MW_e |  | A1 |  | upper | 2050
22 Rooftop PV residential | PV - renewable power - solar - residential rooftop | PV | renewable power | solar | residential rooftop | Technology-specific data | Fixed O&M (*total, per DC) [2020-EUR/MW_e/y] | Fixed O&M | *total, per DC | EUR/MW_e/y | 2020 | P |  | ctrl | 2015 | 15900
22 Rooftop PV residential | PV - renewable power - solar - residential rooftop | PV | renewable power | solar | residential rooftop | Technology-specific data | Fixed O&M (*total, per DC) [2020-EUR/MW_e/y] | Fixed O&M | *total, per DC | EUR/MW_e/y | 2020 | P |  | ctrl | 2020 | 12800
22 Rooftop PV residential | PV - renewable power - solar - residential rooftop | PV | renewable power | solar | residential rooftop | Technology-specific data | Fixed O&M (*total, per DC) [2020-EUR/MW_e/y] | Fixed O&M | *total, per DC | EUR/MW_e/y | 2020 | P |  | lower | 2020 | 11500
22 Rooftop PV residential | PV - renewable power - solar - residential rooftop | PV | renewable power | solar | residential rooftop | Technology-specific data | Fixed O&M (*total, per DC) [2020-EUR/MW_e/y] | Fixed O&M | *total, per DC | EUR/MW_e/y | 2020 | P |  | upper | 2020 | 14100
22 Rooftop PV residential | PV - renewable power - solar - residential rooftop | PV | renewable power | solar | residential rooftop | Technology-specific data | Fixed O&M (*total, per DC) [2020-EUR/MW_e/y] | Fixed O&M | *total, per DC | EUR/MW_e/y | 2020 | P |  | ctrl | 2030 | 10200
22 Rooftop PV residential | PV - renewable power - solar - residential rooftop | PV | renewable power | solar | residential rooftop | Technology-specific data | Fixed O&M (*total, per DC) [2020-EUR/MW_e/y] | Fixed O&M | *total, per DC | EUR/MW_e/y | 2020 | P |  | ctrl | 2040 | 9100
22 Rooftop PV residential | PV - renewable power - solar - residential rooftop | PV | renewable power | solar | residential rooftop | Technology-specific data | Fixed O&M (*total, per DC) [2020-EUR/MW_e/y] | Fixed O&M | *total, per DC | EUR/MW_e/y | 2020 | P |  | ctrl | 2050 | 8500
22 Rooftop PV residential | PV - renewable power - solar - residential rooftop | PV | renewable power | solar | residential rooftop | Technology-specific data | Fixed O&M (*total, per DC) [2020-EUR/MW_e/y] | Fixed O&M | *total, per DC | EUR/MW_e/y | 2020 | P |  | lower | 2050 | 7700
22 Rooftop PV residential | PV - renewable power - solar - residential rooftop | PV | renewable power | solar | residential rooftop | Technology-specific data | Fixed O&M (*total, per DC) [2020-EUR/MW_e/y] | Fixed O&M | *total, per DC | EUR/MW_e/y | 2020 | P |  | upper | 2050 | 9400
22 Rooftop PV residential | PV - renewable power - solar - residential rooftop | PV | renewable power | solar | residential rooftop | Technology-specific data | Fixed O&M (land rent, per DC) [2020-EUR/MW_e/y] | Fixed O&M | land rent, per DC | EUR/MW_e/y | 2020 |  |  | ctrl | 2015
22 Rooftop PV residential | PV - renewable power - solar - residential rooftop | PV | renewable power | solar | residential rooftop | Technology-specific data | Fixed O&M (land rent, per DC) [2020-EUR/MW_e/y] | Fixed O&M | land rent, per DC | EUR/MW_e/y | 2020 |  |  | ctrl | 2020
22 Rooftop PV residential | PV - renewable power - solar - residential rooftop | PV | renewable power | solar | residential rooftop | Technology-specific data | Fixed O&M (land rent, per DC) [2020-EUR/MW_e/y] | Fixed O&M | land rent, per DC | EUR/MW_e/y | 2020 |  |  | lower | 2020
22 Rooftop PV residential | PV - renewable power - solar - residential rooftop | PV | renewable power | solar | residential rooftop | Technology-specific data | Fixed O&M (land rent, per DC) [2020-EUR/MW_e/y] | Fixed O&M | land rent, per DC | EUR/MW_e/y | 2020 |  |  | upper | 2020
22 Rooftop PV residential | PV - renewable power - solar - residential rooftop | PV | renewable power | solar | residential rooftop | Technology-specific data | Fixed O&M (land rent, per DC) [2020-EUR/MW_e/y] | Fixed O&M | land rent, per DC | EUR/MW_e/y | 2020 |  |  | ctrl | 2030
22 Rooftop PV residential | PV - renewable power - solar - residential rooftop | PV | renewable power | solar | residential rooftop | Technology-specific data | Fixed O&M (land rent, per DC) [2020-EUR/MW_e/y] | Fixed O&M | land rent, per DC | EUR/MW_e/y | 2020 |  |  | ctrl | 2040
22 Rooftop PV residential | PV - renewable power - solar - residential rooftop | PV | renewable power | solar | residential rooftop | Technology-specific data | Fixed O&M (land rent, per DC) [2020-EUR/MW_e/y] | Fixed O&M | land rent, per DC | EUR/MW_e/y | 2020 |  |  | ctrl | 2050
22 Rooftop PV residential | PV - renewable power - solar - residential rooftop | PV | renewable power | solar | residential rooftop | Technology-specific data | Fixed O&M (land rent, per DC) [2020-EUR/MW_e/y] | Fixed O&M | land rent, per DC | EUR/MW_e/y | 2020 |  |  | lower | 2050
22 Rooftop PV residential | PV - renewable power - solar - residential rooftop | PV | renewable power | solar | residential rooftop | Technology-specific data | Fixed O&M (land rent, per DC) [2020-EUR/MW_e/y] | Fixed O&M | land rent, per DC | EUR/MW_e/y | 2020 |  |  | upper | 2050
22 Rooftop PV residential | PV - renewable power - solar - residential rooftop | PV | renewable power | solar | residential rooftop | Technology-specific data | Fixed O&M (other, per DC) [2020-EUR/MW_e/y] | Fixed O&M | other, per DC | EUR/MW_e/y | 2020 |  |  | ctrl | 2015
22 Rooftop PV residential | PV - renewable power - solar - residential rooftop | PV | renewable power | solar | residential rooftop | Technology-specific data | Fixed O&M (other, per DC) [2020-EUR/MW_e/y] | Fixed O&M | other, per DC | EUR/MW_e/y | 2020 |  |  | ctrl | 2020 | 12800
22 Rooftop PV residential | PV - renewable power - solar - residential rooftop | PV | renewable power | solar | residential rooftop | Technology-specific data | Fixed O&M (other, per DC) [2020-EUR/MW_e/y] | Fixed O&M | other, per DC | EUR/MW_e/y | 2020 |  |  | lower | 2020
22 Rooftop PV residential | PV - renewable power - solar - residential rooftop | PV | renewable power | solar | residential rooftop | Technology-specific data | Fixed O&M (other, per DC) [2020-EUR/MW_e/y] | Fixed O&M | other, per DC | EUR/MW_e/y | 2020 |  |  | upper | 2020
22 Rooftop PV residential | PV - renewable power - solar - residential rooftop | PV | renewable power | solar | residential rooftop | Technology-specific data | Fixed O&M (other, per DC) [2020-EUR/MW_e/y] | Fixed O&M | other, per DC | EUR/MW_e/y | 2020 |  |  | ctrl | 2030 | 10200
22 Rooftop PV residential | PV - renewable power - solar - residential rooftop | PV | renewable power | solar | residential rooftop | Technology-specific data | Fixed O&M (other, per DC) [2020-EUR/MW_e/y] | Fixed O&M | other, per DC | EUR/MW_e/y | 2020 |  |  | ctrl | 2040 | 9100
22 Rooftop PV residential | PV - renewable power - solar - residential rooftop | PV | renewable power | solar | residential rooftop | Technology-specific data | Fixed O&M (other, per DC) [2020-EUR/MW_e/y] | Fixed O&M | other, per DC | EUR/MW_e/y | 2020 |  |  | ctrl | 2050 | 8500
22 Rooftop PV residential | PV - renewable power - solar - residential rooftop | PV | renewable power | solar | residential rooftop | Technology-specific data | Fixed O&M (other, per DC) [2020-EUR/MW_e/y] | Fixed O&M | other, per DC | EUR/MW_e/y | 2020 |  |  | lower | 2050
22 Rooftop PV residential | PV - renewable power - solar - residential rooftop | PV | renewable power | solar | residential rooftop | Technology-specific data | Fixed O&M (other, per DC) [2020-EUR/MW_e/y] | Fixed O&M | other, per DC | EUR/MW_e/y | 2020 |  |  | upper | 2050
22 Rooftop PV residential | PV - renewable power - solar - residential rooftop | PV | renewable power | solar | residential rooftop | Technology-specific data | Generating capacity for one unit (DC-value) [MW_e] | Generating capacity for one unit | DC-value | MW_e |  | B3,C |  | ctrl | 2015 | 0.0063
22 Rooftop PV residential | PV - renewable power - solar - residential rooftop | PV | renewable power | solar | residential rooftop | Technology-specific data | Generating capacity for one unit (DC-value) [MW_e] | Generating capacity for one unit | DC-value | MW_e |  | B3,C |  | ctrl | 2020 | 0.0063
22 Rooftop PV residential | PV - renewable power - solar - residential rooftop | PV | renewable power | solar | residential rooftop | Technology-specific data | Generating capacity for one unit (DC-value) [MW_e] | Generating capacity for one unit | DC-value | MW_e |  | B3,C |  | lower | 2020
22 Rooftop PV residential | PV - renewable power - solar - residential rooftop | PV | renewable power | solar | residential rooftop | Technology-specific data | Generating capacity for one unit (DC-value) [MW_e] | Generating capacity for one unit | DC-value | MW_e |  | B3,C |  | upper | 2020
22 Rooftop PV residential | PV - renewable power - solar - residential rooftop | PV | renewable power | solar | residential rooftop | Technology-specific data | Generating capacity for one unit (DC-value) [MW_e] | Generating capacity for one unit | DC-value | MW_e |  | B3,C |  | ctrl | 2030 | 0.0063
22 Rooftop PV residential | PV - renewable power - solar - residential rooftop | PV | renewable power | solar | residential rooftop | Technology-specific data | Generating capacity for one unit (DC-value) [MW_e] | Generating capacity for one unit | DC-value | MW_e |  | B3,C |  | ctrl | 2040 | 0.0063
22 Rooftop PV residential | PV - renewable power - solar - residential rooftop | PV | renewable power | solar | residential rooftop | Technology-specific data | Generating capacity for one unit (DC-value) [MW_e] | Generating capacity for one unit | DC-value | MW_e |  | B3,C |  | ctrl | 2050 | 0.0063
22 Rooftop PV residential | PV - renewable power - solar - residential rooftop | PV | renewable power | solar | residential rooftop | Technology-specific data | Generating capacity for one unit (DC-value) [MW_e] | Generating capacity for one unit | DC-value | MW_e |  | B3,C |  | lower | 2050
22 Rooftop PV residential | PV - renewable power - solar - residential rooftop | PV | renewable power | solar | residential rooftop | Technology-specific data | Generating capacity for one unit (DC-value) [MW_e] | Generating capacity for one unit | DC-value | MW_e |  | B3,C |  | upper | 2050
22 Rooftop PV residential | PV - renewable power - solar - residential rooftop | PV | renewable power | solar | residential rooftop | Technology-specific data | Global horizontal irradiance [MWh/m2/y] | Global horizontal irradiance |  | MWh/m2/y |  | A | 1 | ctrl | 2015 | 1068
22 Rooftop PV residential | PV - renewable power - solar - residential rooftop | PV | renewable power | solar | residential rooftop | Technology-specific data | Global horizontal irradiance [MWh/m2/y] | Global horizontal irradiance |  | MWh/m2/y |  | A | 1 | ctrl | 2020 | 1068
22 Rooftop PV residential | PV - renewable power - solar - residential rooftop | PV | renewable power | solar | residential rooftop | Technology-specific data | Global horizontal irradiance [MWh/m2/y] | Global horizontal irradiance |  | MWh/m2/y |  | A | 1 | lower | 2020
22 Rooftop PV residential | PV - renewable power - solar - residential rooftop | PV | renewable power | solar | residential rooftop | Technology-specific data | Global horizontal irradiance [MWh/m2/y] | Global horizontal irradiance |  | MWh/m2/y |  | A | 1 | upper | 2020
22 Rooftop PV residential | PV - renewable power - solar - residential rooftop | PV | renewable power | solar | residential rooftop | Technology-specific data | Global horizontal irradiance [MWh/m2/y] | Global horizontal irradiance |  | MWh/m2/y |  | A | 1 | ctrl | 2030 | 1068
22 Rooftop PV residential | PV - renewable power - solar - residential rooftop | PV | renewable power | solar | residential rooftop | Technology-specific data | Global horizontal irradiance [MWh/m2/y] | Global horizontal irradiance |  | MWh/m2/y |  | A | 1 | ctrl | 2040 | 1068
22 Rooftop PV residential | PV - renewable power - solar - residential rooftop | PV | renewable power | solar | residential rooftop | Technology-specific data | Global horizontal irradiance [MWh/m2/y] | Global horizontal irradiance |  | MWh/m2/y |  | A | 1 | ctrl | 2050 | 1068
22 Rooftop PV residential | PV - renewable power - solar - residential rooftop | PV | renewable power | solar | residential rooftop | Technology-specific data | Global horizontal irradiance [MWh/m2/y] | Global horizontal irradiance |  | MWh/m2/y |  | A | 1 | lower | 2050
22 Rooftop PV residential | PV - renewable power - solar - residential rooftop | PV | renewable power | solar | residential rooftop | Technology-specific data | Global horizontal irradiance [MWh/m2/y] | Global horizontal irradiance |  | MWh/m2/y |  | A | 1 | upper | 2050
22 Rooftop PV residential | PV - renewable power - solar - residential rooftop | PV | renewable power | solar | residential rooftop | Technology-specific data | Inverter lifetime [years] | Inverter lifetime |  | years |  |  | 6 | ctrl | 2015 | 10
22 Rooftop PV residential | PV - renewable power - solar - residential rooftop | PV | renewable power | solar | residential rooftop | Technology-specific data | Inverter lifetime [years] | Inverter lifetime |  | years |  |  | 6 | ctrl | 2020 | 12.5
22 Rooftop PV residential | PV - renewable power - solar - residential rooftop | PV | renewable power | solar | residential rooftop | Technology-specific data | Inverter lifetime [years] | Inverter lifetime |  | years |  |  | 6 | lower | 2020
22 Rooftop PV residential | PV - renewable power - solar - residential rooftop | PV | renewable power | solar | residential rooftop | Technology-specific data | Inverter lifetime [years] | Inverter lifetime |  | years |  |  | 6 | upper | 2020
22 Rooftop PV residential | PV - renewable power - solar - residential rooftop | PV | renewable power | solar | residential rooftop | Technology-specific data | Inverter lifetime [years] | Inverter lifetime |  | years |  |  | 6 | ctrl | 2030 | 15
22 Rooftop PV residential | PV - renewable power - solar - residential rooftop | PV | renewable power | solar | residential rooftop | Technology-specific data | Inverter lifetime [years] | Inverter lifetime |  | years |  |  | 6 | ctrl | 2040 | 15
22 Rooftop PV residential | PV - renewable power - solar - residential rooftop | PV | renewable power | solar | residential rooftop | Technology-specific data | Inverter lifetime [years] | Inverter lifetime |  | years |  |  | 6 | ctrl | 2050 | 15
22 Rooftop PV residential | PV - renewable power - solar - residential rooftop | PV | renewable power | solar | residential rooftop | Technology-specific data | Inverter lifetime [years] | Inverter lifetime |  | years |  |  | 6 | lower | 2050
22 Rooftop PV residential | PV - renewable power - solar - residential rooftop | PV | renewable power | solar | residential rooftop | Technology-specific data | Inverter lifetime [years] | Inverter lifetime |  | years |  |  | 6 | upper | 2050
22 Rooftop PV residential | PV - renewable power - solar - residential rooftop | PV | renewable power | solar | residential rooftop | Financial data | Nominal investment (grid connection) [2020-MEUR/MW_e] | Nominal investment | grid connection | MEUR/MW_e | 2020 |  |  | ctrl | 2015
22 Rooftop PV residential | PV - renewable power - solar - residential rooftop | PV | renewable power | solar | residential rooftop | Financial data | Nominal investment (grid connection) [2020-MEUR/MW_e] | Nominal investment | grid connection | MEUR/MW_e | 2020 |  |  | ctrl | 2020 | 0.031299
22 Rooftop PV residential | PV - renewable power - solar - residential rooftop | PV | renewable power | solar | residential rooftop | Financial data | Nominal investment (grid connection) [2020-MEUR/MW_e] | Nominal investment | grid connection | MEUR/MW_e | 2020 |  |  | lower | 2020 | 0.029877
22 Rooftop PV residential | PV - renewable power - solar - residential rooftop | PV | renewable power | solar | residential rooftop | Financial data | Nominal investment (grid connection) [2020-MEUR/MW_e] | Nominal investment | grid connection | MEUR/MW_e | 2020 |  |  | upper | 2020 | 0.032722
22 Rooftop PV residential | PV - renewable power - solar - residential rooftop | PV | renewable power | solar | residential rooftop | Financial data | Nominal investment (grid connection) [2020-MEUR/MW_e] | Nominal investment | grid connection | MEUR/MW_e | 2020 |  |  | ctrl | 2030 | 0.025216
22 Rooftop PV residential | PV - renewable power - solar - residential rooftop | PV | renewable power | solar | residential rooftop | Financial data | Nominal investment (grid connection) [2020-MEUR/MW_e] | Nominal investment | grid connection | MEUR/MW_e | 2020 |  |  | ctrl | 2040 | 0.022635
22 Rooftop PV residential | PV - renewable power - solar - residential rooftop | PV | renewable power | solar | residential rooftop | Financial data | Nominal investment (grid connection) [2020-MEUR/MW_e] | Nominal investment | grid connection | MEUR/MW_e | 2020 |  |  | ctrl | 2050 | 0.021371
22 Rooftop PV residential | PV - renewable power - solar - residential rooftop | PV | renewable power | solar | residential rooftop | Financial data | Nominal investment (grid connection) [2020-MEUR/MW_e] | Nominal investment | grid connection | MEUR/MW_e | 2020 |  |  | lower | 2050 | 0.019012
22 Rooftop PV residential | PV - renewable power - solar - residential rooftop | PV | renewable power | solar | residential rooftop | Financial data | Nominal investment (grid connection) [2020-MEUR/MW_e] | Nominal investment | grid connection | MEUR/MW_e | 2020 |  |  | upper | 2050 | 0.023704
22 Rooftop PV residential | PV - renewable power - solar - residential rooftop | PV | renewable power | solar | residential rooftop | Financial data | Nominal investment (inverter) [2020-MEUR/MW_e] | Nominal investment | inverter | MEUR/MW_e | 2020 |  |  | ctrl | 2015
22 Rooftop PV residential | PV - renewable power - solar - residential rooftop | PV | renewable power | solar | residential rooftop | Financial data | Nominal investment (inverter) [2020-MEUR/MW_e] | Nominal investment | inverter | MEUR/MW_e | 2020 |  |  | ctrl | 2020 | 0.22318
22 Rooftop PV residential | PV - renewable power - solar - residential rooftop | PV | renewable power | solar | residential rooftop | Financial data | Nominal investment (inverter) [2020-MEUR/MW_e] | Nominal investment | inverter | MEUR/MW_e | 2020 |  |  | lower | 2020 | 0.21303
22 Rooftop PV residential | PV - renewable power - solar - residential rooftop | PV | renewable power | solar | residential rooftop | Financial data | Nominal investment (inverter) [2020-MEUR/MW_e] | Nominal investment | inverter | MEUR/MW_e | 2020 |  |  | upper | 2020 | 0.23332
22 Rooftop PV residential | PV - renewable power - solar - residential rooftop | PV | renewable power | solar | residential rooftop | Financial data | Nominal investment (inverter) [2020-MEUR/MW_e] | Nominal investment | inverter | MEUR/MW_e | 2020 |  |  | ctrl | 2030 | 0.14485
22 Rooftop PV residential | PV - renewable power - solar - residential rooftop | PV | renewable power | solar | residential rooftop | Financial data | Nominal investment (inverter) [2020-MEUR/MW_e] | Nominal investment | inverter | MEUR/MW_e | 2020 |  |  | ctrl | 2040 | 0.11672
22 Rooftop PV residential | PV - renewable power - solar - residential rooftop | PV | renewable power | solar | residential rooftop | Financial data | Nominal investment (inverter) [2020-MEUR/MW_e] | Nominal investment | inverter | MEUR/MW_e | 2020 |  |  | ctrl | 2050 | 0.10405
22 Rooftop PV residential | PV - renewable power - solar - residential rooftop | PV | renewable power | solar | residential rooftop | Financial data | Nominal investment (inverter) [2020-MEUR/MW_e] | Nominal investment | inverter | MEUR/MW_e | 2020 |  |  | lower | 2050 | 0.086266
22 Rooftop PV residential | PV - renewable power - solar - residential rooftop | PV | renewable power | solar | residential rooftop | Financial data | Nominal investment (inverter) [2020-MEUR/MW_e] | Nominal investment | inverter | MEUR/MW_e | 2020 |  |  | upper | 2050 | 0.12244
22 Rooftop PV residential | PV - renewable power - solar - residential rooftop | PV | renewable power | solar | residential rooftop | Financial data | Nominal investment (pv modules) [2020-MEUR/MW_e] | Nominal investment | pv modules | MEUR/MW_e | 2020 | M,O |  | ctrl | 2015 | 0.81387
22 Rooftop PV residential | PV - renewable power - solar - residential rooftop | PV | renewable power | solar | residential rooftop | Financial data | Nominal investment (pv modules) [2020-MEUR/MW_e] | Nominal investment | pv modules | MEUR/MW_e | 2020 | M,O |  | ctrl | 2020 | 0.49112
22 Rooftop PV residential | PV - renewable power - solar - residential rooftop | PV | renewable power | solar | residential rooftop | Financial data | Nominal investment (pv modules) [2020-MEUR/MW_e] | Nominal investment | pv modules | MEUR/MW_e | 2020 | M,O |  | lower | 2020 | 0.4688
22 Rooftop PV residential | PV - renewable power - solar - residential rooftop | PV | renewable power | solar | residential rooftop | Financial data | Nominal investment (pv modules) [2020-MEUR/MW_e] | Nominal investment | pv modules | MEUR/MW_e | 2020 | M,O |  | upper | 2020 | 0.51345
22 Rooftop PV residential | PV - renewable power - solar - residential rooftop | PV | renewable power | solar | residential rooftop | Financial data | Nominal investment (pv modules) [2020-MEUR/MW_e] | Nominal investment | pv modules | MEUR/MW_e | 2020 | M,O |  | ctrl | 2030 | 0.27221
22 Rooftop PV residential | PV - renewable power - solar - residential rooftop | PV | renewable power | solar | residential rooftop | Financial data | Nominal investment (pv modules) [2020-MEUR/MW_e] | Nominal investment | pv modules | MEUR/MW_e | 2020 | M,O |  | ctrl | 2040 | 0.20271
22 Rooftop PV residential | PV - renewable power - solar - residential rooftop | PV | renewable power | solar | residential rooftop | Financial data | Nominal investment (pv modules) [2020-MEUR/MW_e] | Nominal investment | pv modules | MEUR/MW_e | 2020 | M,O |  | ctrl | 2050 | 0.17327
22 Rooftop PV residential | PV - renewable power - solar - residential rooftop | PV | renewable power | solar | residential rooftop | Financial data | Nominal investment (pv modules) [2020-MEUR/MW_e] | Nominal investment | pv modules | MEUR/MW_e | 2020 | M,O |  | lower | 2050 | 0.13645
22 Rooftop PV residential | PV - renewable power - solar - residential rooftop | PV | renewable power | solar | residential rooftop | Financial data | Nominal investment (pv modules) [2020-MEUR/MW_e] | Nominal investment | pv modules | MEUR/MW_e | 2020 | M,O |  | upper | 2050 | 0.32639
22 Rooftop PV residential | PV - renewable power - solar - residential rooftop | PV | renewable power | solar | residential rooftop | Technology-specific data | Nominal investment (installation, per DC) [2020-MEUR/MW_e] | Nominal investment | installation, per DC | MEUR/MW_e | 2020 |  |  | ctrl | 2015
22 Rooftop PV residential | PV - renewable power - solar - residential rooftop | PV | renewable power | solar | residential rooftop | Technology-specific data | Nominal investment (installation, per DC) [2020-MEUR/MW_e] | Nominal investment | installation, per DC | MEUR/MW_e | 2020 |  |  | ctrl | 2020 | 0.26915
22 Rooftop PV residential | PV - renewable power - solar - residential rooftop | PV | renewable power | solar | residential rooftop | Technology-specific data | Nominal investment (installation, per DC) [2020-MEUR/MW_e] | Nominal investment | installation, per DC | MEUR/MW_e | 2020 |  |  | lower | 2020 | 0.25691
22 Rooftop PV residential | PV - renewable power - solar - residential rooftop | PV | renewable power | solar | residential rooftop | Technology-specific data | Nominal investment (installation, per DC) [2020-MEUR/MW_e] | Nominal investment | installation, per DC | MEUR/MW_e | 2020 |  |  | upper | 2020 | 0.28138
22 Rooftop PV residential | PV - renewable power - solar - residential rooftop | PV | renewable power | solar | residential rooftop | Technology-specific data | Nominal investment (installation, per DC) [2020-MEUR/MW_e] | Nominal investment | installation, per DC | MEUR/MW_e | 2020 |  |  | ctrl | 2030 | 0.21683
22 Rooftop PV residential | PV - renewable power - solar - residential rooftop | PV | renewable power | solar | residential rooftop | Technology-specific data | Nominal investment (installation, per DC) [2020-MEUR/MW_e] | Nominal investment | installation, per DC | MEUR/MW_e | 2020 |  |  | ctrl | 2040 | 0.19464
22 Rooftop PV residential | PV - renewable power - solar - residential rooftop | PV | renewable power | solar | residential rooftop | Technology-specific data | Nominal investment (installation, per DC) [2020-MEUR/MW_e] | Nominal investment | installation, per DC | MEUR/MW_e | 2020 |  |  | ctrl | 2050 | 0.18377
22 Rooftop PV residential | PV - renewable power - solar - residential rooftop | PV | renewable power | solar | residential rooftop | Technology-specific data | Nominal investment (installation, per DC) [2020-MEUR/MW_e] | Nominal investment | installation, per DC | MEUR/MW_e | 2020 |  |  | lower | 2050 | 0.16349
22 Rooftop PV residential | PV - renewable power - solar - residential rooftop | PV | renewable power | solar | residential rooftop | Technology-specific data | Nominal investment (installation, per DC) [2020-MEUR/MW_e] | Nominal investment | installation, per DC | MEUR/MW_e | 2020 |  |  | upper | 2050 | 0.20383
22 Rooftop PV residential | PV - renewable power - solar - residential rooftop | PV | renewable power | solar | residential rooftop | Technology-specific data | Nominal investment (inverter, per DC) [2020-MEUR/MW_e] | Nominal investment | inverter, per DC | MEUR/MW_e | 2020 |  |  | ctrl | 2015
22 Rooftop PV residential | PV - renewable power - solar - residential rooftop | PV | renewable power | solar | residential rooftop | Technology-specific data | Nominal investment (inverter, per DC) [2020-MEUR/MW_e] | Nominal investment | inverter, per DC | MEUR/MW_e | 2020 |  |  | ctrl | 2020 | 0.21255
22 Rooftop PV residential | PV - renewable power - solar - residential rooftop | PV | renewable power | solar | residential rooftop | Technology-specific data | Nominal investment (inverter, per DC) [2020-MEUR/MW_e] | Nominal investment | inverter, per DC | MEUR/MW_e | 2020 |  |  | lower | 2020 | 0.20289
22 Rooftop PV residential | PV - renewable power - solar - residential rooftop | PV | renewable power | solar | residential rooftop | Technology-specific data | Nominal investment (inverter, per DC) [2020-MEUR/MW_e] | Nominal investment | inverter, per DC | MEUR/MW_e | 2020 |  |  | upper | 2020 | 0.22221
22 Rooftop PV residential | PV - renewable power - solar - residential rooftop | PV | renewable power | solar | residential rooftop | Technology-specific data | Nominal investment (inverter, per DC) [2020-MEUR/MW_e] | Nominal investment | inverter, per DC | MEUR/MW_e | 2020 |  |  | ctrl | 2030 | 0.13796
22 Rooftop PV residential | PV - renewable power - solar - residential rooftop | PV | renewable power | solar | residential rooftop | Technology-specific data | Nominal investment (inverter, per DC) [2020-MEUR/MW_e] | Nominal investment | inverter, per DC | MEUR/MW_e | 2020 |  |  | ctrl | 2040 | 0.11116
22 Rooftop PV residential | PV - renewable power - solar - residential rooftop | PV | renewable power | solar | residential rooftop | Technology-specific data | Nominal investment (inverter, per DC) [2020-MEUR/MW_e] | Nominal investment | inverter, per DC | MEUR/MW_e | 2020 |  |  | ctrl | 2050 | 0.099095
22 Rooftop PV residential | PV - renewable power - solar - residential rooftop | PV | renewable power | solar | residential rooftop | Technology-specific data | Nominal investment (inverter, per DC) [2020-MEUR/MW_e] | Nominal investment | inverter, per DC | MEUR/MW_e | 2020 |  |  | lower | 2050 | 0.082158
22 Rooftop PV residential | PV - renewable power - solar - residential rooftop | PV | renewable power | solar | residential rooftop | Technology-specific data | Nominal investment (inverter, per DC) [2020-MEUR/MW_e] | Nominal investment | inverter, per DC | MEUR/MW_e | 2020 |  |  | upper | 2050 | 0.11661
22 Rooftop PV residential | PV - renewable power - solar - residential rooftop | PV | renewable power | solar | residential rooftop | Technology-specific data | Nominal investment (other, i.e. residual balance of plant, per DC) [2020-MEUR/MW_e] | Nominal investment | other, i.e. residual balance of plant, per DC | MEUR/MW_e | 2020 |  |  | ctrl | 2015 | 0.81759
22 Rooftop PV residential | PV - renewable power - solar - residential rooftop | PV | renewable power | solar | residential rooftop | Technology-specific data | Nominal investment (other, i.e. residual balance of plant, per DC) [2020-MEUR/MW_e] | Nominal investment | other, i.e. residual balance of plant, per DC | MEUR/MW_e | 2020 |  |  | ctrl | 2020 | 0.20108
22 Rooftop PV residential | PV - renewable power - solar - residential rooftop | PV | renewable power | solar | residential rooftop | Technology-specific data | Nominal investment (other, i.e. residual balance of plant, per DC) [2020-MEUR/MW_e] | Nominal investment | other, i.e. residual balance of plant, per DC | MEUR/MW_e | 2020 |  |  | lower | 2020 | 0.19194
22 Rooftop PV residential | PV - renewable power - solar - residential rooftop | PV | renewable power | solar | residential rooftop | Technology-specific data | Nominal investment (other, i.e. residual balance of plant, per DC) [2020-MEUR/MW_e] | Nominal investment | other, i.e. residual balance of plant, per DC | MEUR/MW_e | 2020 |  |  | upper | 2020 | 0.21022
22 Rooftop PV residential | PV - renewable power - solar - residential rooftop | PV | renewable power | solar | residential rooftop | Technology-specific data | Nominal investment (other, i.e. residual balance of plant, per DC) [2020-MEUR/MW_e] | Nominal investment | other, i.e. residual balance of plant, per DC | MEUR/MW_e | 2020 |  |  | ctrl | 2030 | 0.16199
22 Rooftop PV residential | PV - renewable power - solar - residential rooftop | PV | renewable power | solar | residential rooftop | Technology-specific data | Nominal investment (other, i.e. residual balance of plant, per DC) [2020-MEUR/MW_e] | Nominal investment | other, i.e. residual balance of plant, per DC | MEUR/MW_e | 2020 |  |  | ctrl | 2040 | 0.14541
22 Rooftop PV residential | PV - renewable power - solar - residential rooftop | PV | renewable power | solar | residential rooftop | Technology-specific data | Nominal investment (other, i.e. residual balance of plant, per DC) [2020-MEUR/MW_e] | Nominal investment | other, i.e. residual balance of plant, per DC | MEUR/MW_e | 2020 |  |  | ctrl | 2050 | 0.13729
22 Rooftop PV residential | PV - renewable power - solar - residential rooftop | PV | renewable power | solar | residential rooftop | Technology-specific data | Nominal investment (other, i.e. residual balance of plant, per DC) [2020-MEUR/MW_e] | Nominal investment | other, i.e. residual balance of plant, per DC | MEUR/MW_e | 2020 |  |  | lower | 2050 | 0.12214
22 Rooftop PV residential | PV - renewable power - solar - residential rooftop | PV | renewable power | solar | residential rooftop | Technology-specific data | Nominal investment (other, i.e. residual balance of plant, per DC) [2020-MEUR/MW_e] | Nominal investment | other, i.e. residual balance of plant, per DC | MEUR/MW_e | 2020 |  |  | upper | 2050 | 0.15228
22 Rooftop PV residential | PV - renewable power - solar - residential rooftop | PV | renewable power | solar | residential rooftop | Financial data | Nominal investment (other, i.e. residual balance of plant) [2020-MEUR/MW_e] | Nominal investment | other, i.e. residual balance of plant | MEUR/MW_e | 2020 |  |  | ctrl | 2015 | 0.85846
22 Rooftop PV residential | PV - renewable power - solar - residential rooftop | PV | renewable power | solar | residential rooftop | Financial data | Nominal investment (other, i.e. residual balance of plant) [2020-MEUR/MW_e] | Nominal investment | other, i.e. residual balance of plant | MEUR/MW_e | 2020 |  |  | ctrl | 2020 | 0.21113
22 Rooftop PV residential | PV - renewable power - solar - residential rooftop | PV | renewable power | solar | residential rooftop | Financial data | Nominal investment (other, i.e. residual balance of plant) [2020-MEUR/MW_e] | Nominal investment | other, i.e. residual balance of plant | MEUR/MW_e | 2020 |  |  | lower | 2020 | 0.20153
22 Rooftop PV residential | PV - renewable power - solar - residential rooftop | PV | renewable power | solar | residential rooftop | Financial data | Nominal investment (other, i.e. residual balance of plant) [2020-MEUR/MW_e] | Nominal investment | other, i.e. residual balance of plant | MEUR/MW_e | 2020 |  |  | upper | 2020 | 0.22073
22 Rooftop PV residential | PV - renewable power - solar - residential rooftop | PV | renewable power | solar | residential rooftop | Financial data | Nominal investment (other, i.e. residual balance of plant) [2020-MEUR/MW_e] | Nominal investment | other, i.e. residual balance of plant | MEUR/MW_e | 2020 |  |  | ctrl | 2030 | 0.17009
22 Rooftop PV residential | PV - renewable power - solar - residential rooftop | PV | renewable power | solar | residential rooftop | Financial data | Nominal investment (other, i.e. residual balance of plant) [2020-MEUR/MW_e] | Nominal investment | other, i.e. residual balance of plant | MEUR/MW_e | 2020 |  |  | ctrl | 2040 | 0.15268
22 Rooftop PV residential | PV - renewable power - solar - residential rooftop | PV | renewable power | solar | residential rooftop | Financial data | Nominal investment (other, i.e. residual balance of plant) [2020-MEUR/MW_e] | Nominal investment | other, i.e. residual balance of plant | MEUR/MW_e | 2020 |  |  | ctrl | 2050 | 0.14416
22 Rooftop PV residential | PV - renewable power - solar - residential rooftop | PV | renewable power | solar | residential rooftop | Financial data | Nominal investment (other, i.e. residual balance of plant) [2020-MEUR/MW_e] | Nominal investment | other, i.e. residual balance of plant | MEUR/MW_e | 2020 |  |  | lower | 2050 | 0.12824
22 Rooftop PV residential | PV - renewable power - solar - residential rooftop | PV | renewable power | solar | residential rooftop | Financial data | Nominal investment (other, i.e. residual balance of plant) [2020-MEUR/MW_e] | Nominal investment | other, i.e. residual balance of plant | MEUR/MW_e | 2020 |  |  | upper | 2050 | 0.1599
22 Rooftop PV residential | PV - renewable power - solar - residential rooftop | PV | renewable power | solar | residential rooftop | Financial data | Nominal investment (soft costs) [2020-MEUR/MW_e] | Nominal investment | soft costs | MEUR/MW_e | 2020 |  |  | ctrl | 2015
22 Rooftop PV residential | PV - renewable power - solar - residential rooftop | PV | renewable power | solar | residential rooftop | Financial data | Nominal investment (soft costs) [2020-MEUR/MW_e] | Nominal investment | soft costs | MEUR/MW_e | 2020 |  |  | ctrl | 2020
22 Rooftop PV residential | PV - renewable power - solar - residential rooftop | PV | renewable power | solar | residential rooftop | Financial data | Nominal investment (soft costs) [2020-MEUR/MW_e] | Nominal investment | soft costs | MEUR/MW_e | 2020 |  |  | lower | 2020
22 Rooftop PV residential | PV - renewable power - solar - residential rooftop | PV | renewable power | solar | residential rooftop | Financial data | Nominal investment (soft costs) [2020-MEUR/MW_e] | Nominal investment | soft costs | MEUR/MW_e | 2020 |  |  | upper | 2020
22 Rooftop PV residential | PV - renewable power - solar - residential rooftop | PV | renewable power | solar | residential rooftop | Financial data | Nominal investment (soft costs) [2020-MEUR/MW_e] | Nominal investment | soft costs | MEUR/MW_e | 2020 |  |  | ctrl | 2030
22 Rooftop PV residential | PV - renewable power - solar - residential rooftop | PV | renewable power | solar | residential rooftop | Financial data | Nominal investment (soft costs) [2020-MEUR/MW_e] | Nominal investment | soft costs | MEUR/MW_e | 2020 |  |  | ctrl | 2040
22 Rooftop PV residential | PV - renewable power - solar - residential rooftop | PV | renewable power | solar | residential rooftop | Financial data | Nominal investment (soft costs) [2020-MEUR/MW_e] | Nominal investment | soft costs | MEUR/MW_e | 2020 |  |  | ctrl | 2050
22 Rooftop PV residential | PV - renewable power - solar - residential rooftop | PV | renewable power | solar | residential rooftop | Financial data | Nominal investment (soft costs) [2020-MEUR/MW_e] | Nominal investment | soft costs | MEUR/MW_e | 2020 |  |  | lower | 2050
22 Rooftop PV residential | PV - renewable power - solar - residential rooftop | PV | renewable power | solar | residential rooftop | Financial data | Nominal investment (soft costs) [2020-MEUR/MW_e] | Nominal investment | soft costs | MEUR/MW_e | 2020 |  |  | upper | 2050
22 Rooftop PV residential | PV - renewable power - solar - residential rooftop | PV | renewable power | solar | residential rooftop | Technology-specific data | Nominal investment (pv module, per DC) [2020-MEUR/MW_e] | Nominal investment | pv module, per DC | MEUR/MW_e | 2020 | M,O |  | ctrl | 2015 | 0.77511
22 Rooftop PV residential | PV - renewable power - solar - residential rooftop | PV | renewable power | solar | residential rooftop | Technology-specific data | Nominal investment (pv module, per DC) [2020-MEUR/MW_e] | Nominal investment | pv module, per DC | MEUR/MW_e | 2020 | M,O |  | ctrl | 2020 | 0.46774
22 Rooftop PV residential | PV - renewable power - solar - residential rooftop | PV | renewable power | solar | residential rooftop | Technology-specific data | Nominal investment (pv module, per DC) [2020-MEUR/MW_e] | Nominal investment | pv module, per DC | MEUR/MW_e | 2020 | M,O |  | lower | 2020 | 0.44647
22 Rooftop PV residential | PV - renewable power - solar - residential rooftop | PV | renewable power | solar | residential rooftop | Technology-specific data | Nominal investment (pv module, per DC) [2020-MEUR/MW_e] | Nominal investment | pv module, per DC | MEUR/MW_e | 2020 | M,O |  | upper | 2020 | 0.489
22 Rooftop PV residential | PV - renewable power - solar - residential rooftop | PV | renewable power | solar | residential rooftop | Technology-specific data | Nominal investment (pv module, per DC) [2020-MEUR/MW_e] | Nominal investment | pv module, per DC | MEUR/MW_e | 2020 | M,O |  | ctrl | 2030 | 0.25925
22 Rooftop PV residential | PV - renewable power - solar - residential rooftop | PV | renewable power | solar | residential rooftop | Technology-specific data | Nominal investment (pv module, per DC) [2020-MEUR/MW_e] | Nominal investment | pv module, per DC | MEUR/MW_e | 2020 | M,O |  | ctrl | 2040 | 0.19306
22 Rooftop PV residential | PV - renewable power - solar - residential rooftop | PV | renewable power | solar | residential rooftop | Technology-specific data | Nominal investment (pv module, per DC) [2020-MEUR/MW_e] | Nominal investment | pv module, per DC | MEUR/MW_e | 2020 | M,O |  | ctrl | 2050 | 0.16502
22 Rooftop PV residential | PV - renewable power - solar - residential rooftop | PV | renewable power | solar | residential rooftop | Technology-specific data | Nominal investment (pv module, per DC) [2020-MEUR/MW_e] | Nominal investment | pv module, per DC | MEUR/MW_e | 2020 | M,O |  | lower | 2050 | 0.12995
22 Rooftop PV residential | PV - renewable power - solar - residential rooftop | PV | renewable power | solar | residential rooftop | Technology-specific data | Nominal investment (pv module, per DC) [2020-MEUR/MW_e] | Nominal investment | pv module, per DC | MEUR/MW_e | 2020 | M,O |  | upper | 2050 | 0.31085
22 Rooftop PV residential | PV - renewable power - solar - residential rooftop | PV | renewable power | solar | residential rooftop | Technology-specific data | Nominal investment (transformer and grid connection, per DC) [2020-MEUR/MW_e] | Nominal investment | transformer and grid connection, per DC | MEUR/MW_e | 2020 |  |  | ctrl | 2015
22 Rooftop PV residential | PV - renewable power - solar - residential rooftop | PV | renewable power | solar | residential rooftop | Technology-specific data | Nominal investment (transformer and grid connection, per DC) [2020-MEUR/MW_e] | Nominal investment | transformer and grid connection, per DC | MEUR/MW_e | 2020 |  |  | ctrl | 2020 | 0.029809
22 Rooftop PV residential | PV - renewable power - solar - residential rooftop | PV | renewable power | solar | residential rooftop | Technology-specific data | Nominal investment (transformer and grid connection, per DC) [2020-MEUR/MW_e] | Nominal investment | transformer and grid connection, per DC | MEUR/MW_e | 2020 |  |  | lower | 2020 | 0.028454
22 Rooftop PV residential | PV - renewable power - solar - residential rooftop | PV | renewable power | solar | residential rooftop | Technology-specific data | Nominal investment (transformer and grid connection, per DC) [2020-MEUR/MW_e] | Nominal investment | transformer and grid connection, per DC | MEUR/MW_e | 2020 |  |  | upper | 2020 | 0.031164
22 Rooftop PV residential | PV - renewable power - solar - residential rooftop | PV | renewable power | solar | residential rooftop | Technology-specific data | Nominal investment (transformer and grid connection, per DC) [2020-MEUR/MW_e] | Nominal investment | transformer and grid connection, per DC | MEUR/MW_e | 2020 |  |  | ctrl | 2030 | 0.024015
22 Rooftop PV residential | PV - renewable power - solar - residential rooftop | PV | renewable power | solar | residential rooftop | Technology-specific data | Nominal investment (transformer and grid connection, per DC) [2020-MEUR/MW_e] | Nominal investment | transformer and grid connection, per DC | MEUR/MW_e | 2020 |  |  | ctrl | 2040 | 0.021557
22 Rooftop PV residential | PV - renewable power - solar - residential rooftop | PV | renewable power | solar | residential rooftop | Technology-specific data | Nominal investment (transformer and grid connection, per DC) [2020-MEUR/MW_e] | Nominal investment | transformer and grid connection, per DC | MEUR/MW_e | 2020 |  |  | ctrl | 2050 | 0.020353
22 Rooftop PV residential | PV - renewable power - solar - residential rooftop | PV | renewable power | solar | residential rooftop | Technology-specific data | Nominal investment (transformer and grid connection, per DC) [2020-MEUR/MW_e] | Nominal investment | transformer and grid connection, per DC | MEUR/MW_e | 2020 |  |  | lower | 2050 | 0.018107
22 Rooftop PV residential | PV - renewable power - solar - residential rooftop | PV | renewable power | solar | residential rooftop | Technology-specific data | Nominal investment (transformer and grid connection, per DC) [2020-MEUR/MW_e] | Nominal investment | transformer and grid connection, per DC | MEUR/MW_e | 2020 |  |  | upper | 2050 | 0.022575
22 Rooftop PV residential | PV - renewable power - solar - residential rooftop | PV | renewable power | solar | residential rooftop | Technology-specific data | PV module conversion efficiency [] | PV module conversion efficiency |  | [] |  | U | 3 | ctrl | 2015 | 0.165
22 Rooftop PV residential | PV - renewable power - solar - residential rooftop | PV | renewable power | solar | residential rooftop | Technology-specific data | PV module conversion efficiency [] | PV module conversion efficiency |  | [] |  | U | 3 | ctrl | 2020 | 0.205
22 Rooftop PV residential | PV - renewable power - solar - residential rooftop | PV | renewable power | solar | residential rooftop | Technology-specific data | PV module conversion efficiency [] | PV module conversion efficiency |  | [] |  | U | 3 | lower | 2020
22 Rooftop PV residential | PV - renewable power - solar - residential rooftop | PV | renewable power | solar | residential rooftop | Technology-specific data | PV module conversion efficiency [] | PV module conversion efficiency |  | [] |  | U | 3 | upper | 2020
22 Rooftop PV residential | PV - renewable power - solar - residential rooftop | PV | renewable power | solar | residential rooftop | Technology-specific data | PV module conversion efficiency [] | PV module conversion efficiency |  | [] |  | U | 3 | ctrl | 2030 | 0.23
22 Rooftop PV residential | PV - renewable power - solar - residential rooftop | PV | renewable power | solar | residential rooftop | Technology-specific data | PV module conversion efficiency [] | PV module conversion efficiency |  | [] |  | U | 3 | ctrl | 2040 | 0.245
22 Rooftop PV residential | PV - renewable power - solar - residential rooftop | PV | renewable power | solar | residential rooftop | Technology-specific data | PV module conversion efficiency [] | PV module conversion efficiency |  | [] |  | U | 3 | ctrl | 2050 | 0.26
22 Rooftop PV residential | PV - renewable power - solar - residential rooftop | PV | renewable power | solar | residential rooftop | Technology-specific data | PV module conversion efficiency [] | PV module conversion efficiency |  | [] |  | U | 3 | lower | 2050
22 Rooftop PV residential | PV - renewable power - solar - residential rooftop | PV | renewable power | solar | residential rooftop | Technology-specific data | PV module conversion efficiency [] | PV module conversion efficiency |  | [] |  | U | 3 | upper | 2050
22 Rooftop PV residential | PV - renewable power - solar - residential rooftop | PV | renewable power | solar | residential rooftop | Technology-specific data | Performance ratio (contribution from bifaciality) [] | Performance ratio | contribution from bifaciality | [] |  |  | 3 | ctrl | 2015
22 Rooftop PV residential | PV - renewable power - solar - residential rooftop | PV | renewable power | solar | residential rooftop | Technology-specific data | Performance ratio (contribution from bifaciality) [] | Performance ratio | contribution from bifaciality | [] |  |  | 3 | ctrl | 2020
22 Rooftop PV residential | PV - renewable power - solar - residential rooftop | PV | renewable power | solar | residential rooftop | Technology-specific data | Performance ratio (contribution from bifaciality) [] | Performance ratio | contribution from bifaciality | [] |  |  | 3 | lower | 2020
22 Rooftop PV residential | PV - renewable power - solar - residential rooftop | PV | renewable power | solar | residential rooftop | Technology-specific data | Performance ratio (contribution from bifaciality) [] | Performance ratio | contribution from bifaciality | [] |  |  | 3 | upper | 2020
22 Rooftop PV residential | PV - renewable power - solar - residential rooftop | PV | renewable power | solar | residential rooftop | Technology-specific data | Performance ratio (contribution from bifaciality) [] | Performance ratio | contribution from bifaciality | [] |  |  | 3 | ctrl | 2030
22 Rooftop PV residential | PV - renewable power - solar - residential rooftop | PV | renewable power | solar | residential rooftop | Technology-specific data | Performance ratio (contribution from bifaciality) [] | Performance ratio | contribution from bifaciality | [] |  |  | 3 | ctrl | 2040
22 Rooftop PV residential | PV - renewable power - solar - residential rooftop | PV | renewable power | solar | residential rooftop | Technology-specific data | Performance ratio (contribution from bifaciality) [] | Performance ratio | contribution from bifaciality | [] |  |  | 3 | ctrl | 2050
22 Rooftop PV residential | PV - renewable power - solar - residential rooftop | PV | renewable power | solar | residential rooftop | Technology-specific data | Performance ratio (contribution from bifaciality) [] | Performance ratio | contribution from bifaciality | [] |  |  | 3 | lower | 2050
22 Rooftop PV residential | PV - renewable power - solar - residential rooftop | PV | renewable power | solar | residential rooftop | Technology-specific data | Performance ratio (contribution from bifaciality) [] | Performance ratio | contribution from bifaciality | [] |  |  | 3 | upper | 2050
22 Rooftop PV residential | PV - renewable power - solar - residential rooftop | PV | renewable power | solar | residential rooftop | Technology-specific data | Performance ratio (measure of combined losses) [] | Performance ratio | measure of combined losses | [] |  | F |  | ctrl | 2015 | 0.79
22 Rooftop PV residential | PV - renewable power - solar - residential rooftop | PV | renewable power | solar | residential rooftop | Technology-specific data | Performance ratio (measure of combined losses) [] | Performance ratio | measure of combined losses | [] |  | F |  | ctrl | 2020 | 0.86
22 Rooftop PV residential | PV - renewable power - solar - residential rooftop | PV | renewable power | solar | residential rooftop | Technology-specific data | Performance ratio (measure of combined losses) [] | Performance ratio | measure of combined losses | [] |  | F |  | lower | 2020
22 Rooftop PV residential | PV - renewable power - solar - residential rooftop | PV | renewable power | solar | residential rooftop | Technology-specific data | Performance ratio (measure of combined losses) [] | Performance ratio | measure of combined losses | [] |  | F |  | upper | 2020
22 Rooftop PV residential | PV - renewable power - solar - residential rooftop | PV | renewable power | solar | residential rooftop | Technology-specific data | Performance ratio (measure of combined losses) [] | Performance ratio | measure of combined losses | [] |  | F |  | ctrl | 2030 | 0.95
22 Rooftop PV residential | PV - renewable power - solar - residential rooftop | PV | renewable power | solar | residential rooftop | Technology-specific data | Performance ratio (measure of combined losses) [] | Performance ratio | measure of combined losses | [] |  | F |  | ctrl | 2040 | 0.96
22 Rooftop PV residential | PV - renewable power - solar - residential rooftop | PV | renewable power | solar | residential rooftop | Technology-specific data | Performance ratio (measure of combined losses) [] | Performance ratio | measure of combined losses | [] |  | F |  | ctrl | 2050 | 0.97
22 Rooftop PV residential | PV - renewable power - solar - residential rooftop | PV | renewable power | solar | residential rooftop | Technology-specific data | Performance ratio (measure of combined losses) [] | Performance ratio | measure of combined losses | [] |  | F |  | lower | 2050
22 Rooftop PV residential | PV - renewable power - solar - residential rooftop | PV | renewable power | solar | residential rooftop | Technology-specific data | Performance ratio (measure of combined losses) [] | Performance ratio | measure of combined losses | [] |  | F |  | upper | 2050
22 Rooftop PV residential | PV - renewable power - solar - residential rooftop | PV | renewable power | solar | residential rooftop | Technology-specific data | Sizing factor (DC/AC) [W_e/W_e] | Sizing factor | DC/AC | W_e/W_e |  | D | 6 | ctrl | 2015 | 1.05
22 Rooftop PV residential | PV - renewable power - solar - residential rooftop | PV | renewable power | solar | residential rooftop | Technology-specific data | Sizing factor (DC/AC) [W_e/W_e] | Sizing factor | DC/AC | W_e/W_e |  | D | 6 | ctrl | 2020 | 1.05
22 Rooftop PV residential | PV - renewable power - solar - residential rooftop | PV | renewable power | solar | residential rooftop | Technology-specific data | Sizing factor (DC/AC) [W_e/W_e] | Sizing factor | DC/AC | W_e/W_e |  | D | 6 | lower | 2020
22 Rooftop PV residential | PV - renewable power - solar - residential rooftop | PV | renewable power | solar | residential rooftop | Technology-specific data | Sizing factor (DC/AC) [W_e/W_e] | Sizing factor | DC/AC | W_e/W_e |  | D | 6 | upper | 2020
22 Rooftop PV residential | PV - renewable power - solar - residential rooftop | PV | renewable power | solar | residential rooftop | Technology-specific data | Sizing factor (DC/AC) [W_e/W_e] | Sizing factor | DC/AC | W_e/W_e |  | D | 6 | ctrl | 2030 | 1.05
22 Rooftop PV residential | PV - renewable power - solar - residential rooftop | PV | renewable power | solar | residential rooftop | Technology-specific data | Sizing factor (DC/AC) [W_e/W_e] | Sizing factor | DC/AC | W_e/W_e |  | D | 6 | ctrl | 2040 | 1.05
22 Rooftop PV residential | PV - renewable power - solar - residential rooftop | PV | renewable power | solar | residential rooftop | Technology-specific data | Sizing factor (DC/AC) [W_e/W_e] | Sizing factor | DC/AC | W_e/W_e |  | D | 6 | ctrl | 2050 | 1.05
22 Rooftop PV residential | PV - renewable power - solar - residential rooftop | PV | renewable power | solar | residential rooftop | Technology-specific data | Sizing factor (DC/AC) [W_e/W_e] | Sizing factor | DC/AC | W_e/W_e |  | D | 6 | lower | 2050
22 Rooftop PV residential | PV - renewable power - solar - residential rooftop | PV | renewable power | solar | residential rooftop | Technology-specific data | Sizing factor (DC/AC) [W_e/W_e] | Sizing factor | DC/AC | W_e/W_e |  | D | 6 | upper | 2050
22 Rooftop PV residential | PV - renewable power - solar - residential rooftop | PV | renewable power | solar | residential rooftop | Technology-specific data | Space requirement (per DC) [1000m2/MW_e] | Space requirement | per DC | 1000m2/MW_e |  |  | 6 | ctrl | 2015 | 6.0606
22 Rooftop PV residential | PV - renewable power - solar - residential rooftop | PV | renewable power | solar | residential rooftop | Technology-specific data | Space requirement (per DC) [1000m2/MW_e] | Space requirement | per DC | 1000m2/MW_e |  |  | 6 | ctrl | 2020 | 4.878
22 Rooftop PV residential | PV - renewable power - solar - residential rooftop | PV | renewable power | solar | residential rooftop | Technology-specific data | Space requirement (per DC) [1000m2/MW_e] | Space requirement | per DC | 1000m2/MW_e |  |  | 6 | lower | 2020
22 Rooftop PV residential | PV - renewable power - solar - residential rooftop | PV | renewable power | solar | residential rooftop | Technology-specific data | Space requirement (per DC) [1000m2/MW_e] | Space requirement | per DC | 1000m2/MW_e |  |  | 6 | upper | 2020
22 Rooftop PV residential | PV - renewable power - solar - residential rooftop | PV | renewable power | solar | residential rooftop | Technology-specific data | Space requirement (per DC) [1000m2/MW_e] | Space requirement | per DC | 1000m2/MW_e |  |  | 6 | ctrl | 2030 | 4.3478
22 Rooftop PV residential | PV - renewable power - solar - residential rooftop | PV | renewable power | solar | residential rooftop | Technology-specific data | Space requirement (per DC) [1000m2/MW_e] | Space requirement | per DC | 1000m2/MW_e |  |  | 6 | ctrl | 2040 | 4.0816
22 Rooftop PV residential | PV - renewable power - solar - residential rooftop | PV | renewable power | solar | residential rooftop | Technology-specific data | Space requirement (per DC) [1000m2/MW_e] | Space requirement | per DC | 1000m2/MW_e |  |  | 6 | ctrl | 2050 | 3.8462
22 Rooftop PV residential | PV - renewable power - solar - residential rooftop | PV | renewable power | solar | residential rooftop | Technology-specific data | Space requirement (per DC) [1000m2/MW_e] | Space requirement | per DC | 1000m2/MW_e |  |  | 6 | lower | 2050
22 Rooftop PV residential | PV - renewable power - solar - residential rooftop | PV | renewable power | solar | residential rooftop | Technology-specific data | Space requirement (per DC) [1000m2/MW_e] | Space requirement | per DC | 1000m2/MW_e |  |  | 6 | upper | 2050
22 Rooftop PV residential | PV - renewable power - solar - residential rooftop | PV | renewable power | solar | residential rooftop | Technology-specific data | Transposition factor | Transposition factor |  |  |  | E |  | ctrl | 2015 | 1.1
22 Rooftop PV residential | PV - renewable power - solar - residential rooftop | PV | renewable power | solar | residential rooftop | Technology-specific data | Transposition factor | Transposition factor |  |  |  | E |  | ctrl | 2020 | 1.1
22 Rooftop PV residential | PV - renewable power - solar - residential rooftop | PV | renewable power | solar | residential rooftop | Technology-specific data | Transposition factor | Transposition factor |  |  |  | E |  | lower | 2020
22 Rooftop PV residential | PV - renewable power - solar - residential rooftop | PV | renewable power | solar | residential rooftop | Technology-specific data | Transposition factor | Transposition factor |  |  |  | E |  | upper | 2020
22 Rooftop PV residential | PV - renewable power - solar - residential rooftop | PV | renewable power | solar | residential rooftop | Technology-specific data | Transposition factor | Transposition factor |  |  |  | E |  | ctrl | 2030 | 1.1
22 Rooftop PV residential | PV - renewable power - solar - residential rooftop | PV | renewable power | solar | residential rooftop | Technology-specific data | Transposition factor | Transposition factor |  |  |  | E |  | ctrl | 2040 | 1.1
22 Rooftop PV residential | PV - renewable power - solar - residential rooftop | PV | renewable power | solar | residential rooftop | Technology-specific data | Transposition factor | Transposition factor |  |  |  | E |  | ctrl | 2050 | 1.1
22 Rooftop PV residential | PV - renewable power - solar - residential rooftop | PV | renewable power | solar | residential rooftop | Technology-specific data | Transposition factor | Transposition factor |  |  |  | E |  | lower | 2050
22 Rooftop PV residential | PV - renewable power - solar - residential rooftop | PV | renewable power | solar | residential rooftop | Technology-specific data | Transposition factor | Transposition factor |  |  |  | E |  | upper | 2050
22 Rooftop PV commercial | PV - renewable power - solar - commercial/industrial rooftop | PV | renewable power | solar | commercial/industrial rooftop | Energy/technical data | Construction time [years] | Construction time |  | years |  |  |  | ctrl | 2015 | 0
22 Rooftop PV commercial | PV - renewable power - solar - commercial/industrial rooftop | PV | renewable power | solar | commercial/industrial rooftop | Energy/technical data | Construction time [years] | Construction time |  | years |  |  |  | ctrl | 2020 | 0
22 Rooftop PV commercial | PV - renewable power - solar - commercial/industrial rooftop | PV | renewable power | solar | commercial/industrial rooftop | Energy/technical data | Construction time [years] | Construction time |  | years |  |  |  | lower | 2020
22 Rooftop PV commercial | PV - renewable power - solar - commercial/industrial rooftop | PV | renewable power | solar | commercial/industrial rooftop | Energy/technical data | Construction time [years] | Construction time |  | years |  |  |  | upper | 2020
22 Rooftop PV commercial | PV - renewable power - solar - commercial/industrial rooftop | PV | renewable power | solar | commercial/industrial rooftop | Energy/technical data | Construction time [years] | Construction time |  | years |  |  |  | ctrl | 2030 | 0
22 Rooftop PV commercial | PV - renewable power - solar - commercial/industrial rooftop | PV | renewable power | solar | commercial/industrial rooftop | Energy/technical data | Construction time [years] | Construction time |  | years |  |  |  | ctrl | 2040 | 0
22 Rooftop PV commercial | PV - renewable power - solar - commercial/industrial rooftop | PV | renewable power | solar | commercial/industrial rooftop | Energy/technical data | Construction time [years] | Construction time |  | years |  |  |  | ctrl | 2050 | 0
22 Rooftop PV commercial | PV - renewable power - solar - commercial/industrial rooftop | PV | renewable power | solar | commercial/industrial rooftop | Energy/technical data | Construction time [years] | Construction time |  | years |  |  |  | lower | 2050
22 Rooftop PV commercial | PV - renewable power - solar - commercial/industrial rooftop | PV | renewable power | solar | commercial/industrial rooftop | Energy/technical data | Construction time [years] | Construction time |  | years |  |  |  | upper | 2050
22 Rooftop PV commercial | PV - renewable power - solar - commercial/industrial rooftop | PV | renewable power | solar | commercial/industrial rooftop | Energy/technical data | Forced outage [] | Forced outage |  | [] |  |  |  | ctrl | 2015 | 0
22 Rooftop PV commercial | PV - renewable power - solar - commercial/industrial rooftop | PV | renewable power | solar | commercial/industrial rooftop | Energy/technical data | Forced outage [] | Forced outage |  | [] |  |  |  | ctrl | 2020 | 0
22 Rooftop PV commercial | PV - renewable power - solar - commercial/industrial rooftop | PV | renewable power | solar | commercial/industrial rooftop | Energy/technical data | Forced outage [] | Forced outage |  | [] |  |  |  | lower | 2020
22 Rooftop PV commercial | PV - renewable power - solar - commercial/industrial rooftop | PV | renewable power | solar | commercial/industrial rooftop | Energy/technical data | Forced outage [] | Forced outage |  | [] |  |  |  | upper | 2020
22 Rooftop PV commercial | PV - renewable power - solar - commercial/industrial rooftop | PV | renewable power | solar | commercial/industrial rooftop | Energy/technical data | Forced outage [] | Forced outage |  | [] |  |  |  | ctrl | 2030 | 0
22 Rooftop PV commercial | PV - renewable power - solar - commercial/industrial rooftop | PV | renewable power | solar | commercial/industrial rooftop | Energy/technical data | Forced outage [] | Forced outage |  | [] |  |  |  | ctrl | 2040 | 0
22 Rooftop PV commercial | PV - renewable power - solar - commercial/industrial rooftop | PV | renewable power | solar | commercial/industrial rooftop | Energy/technical data | Forced outage [] | Forced outage |  | [] |  |  |  | ctrl | 2050 | 0
22 Rooftop PV commercial | PV - renewable power - solar - commercial/industrial rooftop | PV | renewable power | solar | commercial/industrial rooftop | Energy/technical data | Forced outage [] | Forced outage |  | [] |  |  |  | lower | 2050
22 Rooftop PV commercial | PV - renewable power - solar - commercial/industrial rooftop | PV | renewable power | solar | commercial/industrial rooftop | Energy/technical data | Forced outage [] | Forced outage |  | [] |  |  |  | upper | 2050
22 Rooftop PV commercial | PV - renewable power - solar - commercial/industrial rooftop | PV | renewable power | solar | commercial/industrial rooftop | Energy/technical data | Generating capacity for one unit [MW_e] | Generating capacity for one unit |  | MW_e |  | B2,C |  | ctrl | 2015 | 0.1
22 Rooftop PV commercial | PV - renewable power - solar - commercial/industrial rooftop | PV | renewable power | solar | commercial/industrial rooftop | Energy/technical data | Generating capacity for one unit [MW_e] | Generating capacity for one unit |  | MW_e |  | B2,C |  | ctrl | 2020 | 0.1
22 Rooftop PV commercial | PV - renewable power - solar - commercial/industrial rooftop | PV | renewable power | solar | commercial/industrial rooftop | Energy/technical data | Generating capacity for one unit [MW_e] | Generating capacity for one unit |  | MW_e |  | B2,C |  | lower | 2020
22 Rooftop PV commercial | PV - renewable power - solar - commercial/industrial rooftop | PV | renewable power | solar | commercial/industrial rooftop | Energy/technical data | Generating capacity for one unit [MW_e] | Generating capacity for one unit |  | MW_e |  | B2,C |  | upper | 2020
22 Rooftop PV commercial | PV - renewable power - solar - commercial/industrial rooftop | PV | renewable power | solar | commercial/industrial rooftop | Energy/technical data | Generating capacity for one unit [MW_e] | Generating capacity for one unit |  | MW_e |  | B2,C |  | ctrl | 2030 | 0.1
22 Rooftop PV commercial | PV - renewable power - solar - commercial/industrial rooftop | PV | renewable power | solar | commercial/industrial rooftop | Energy/technical data | Generating capacity for one unit [MW_e] | Generating capacity for one unit |  | MW_e |  | B2,C |  | ctrl | 2040 | 0.1
22 Rooftop PV commercial | PV - renewable power - solar - commercial/industrial rooftop | PV | renewable power | solar | commercial/industrial rooftop | Energy/technical data | Generating capacity for one unit [MW_e] | Generating capacity for one unit |  | MW_e |  | B2,C |  | ctrl | 2050 | 0.1
22 Rooftop PV commercial | PV - renewable power - solar - commercial/industrial rooftop | PV | renewable power | solar | commercial/industrial rooftop | Energy/technical data | Generating capacity for one unit [MW_e] | Generating capacity for one unit |  | MW_e |  | B2,C |  | lower | 2050
22 Rooftop PV commercial | PV - renewable power - solar - commercial/industrial rooftop | PV | renewable power | solar | commercial/industrial rooftop | Energy/technical data | Generating capacity for one unit [MW_e] | Generating capacity for one unit |  | MW_e |  | B2,C |  | upper | 2050
22 Rooftop PV commercial | PV - renewable power - solar - commercial/industrial rooftop | PV | renewable power | solar | commercial/industrial rooftop | Energy/technical data | Planned outage [weeks per year] | Planned outage |  | weeks per year |  |  |  | ctrl | 2015 | 0
22 Rooftop PV commercial | PV - renewable power - solar - commercial/industrial rooftop | PV | renewable power | solar | commercial/industrial rooftop | Energy/technical data | Planned outage [weeks per year] | Planned outage |  | weeks per year |  |  |  | ctrl | 2020 | 0
22 Rooftop PV commercial | PV - renewable power - solar - commercial/industrial rooftop | PV | renewable power | solar | commercial/industrial rooftop | Energy/technical data | Planned outage [weeks per year] | Planned outage |  | weeks per year |  |  |  | lower | 2020
22 Rooftop PV commercial | PV - renewable power - solar - commercial/industrial rooftop | PV | renewable power | solar | commercial/industrial rooftop | Energy/technical data | Planned outage [weeks per year] | Planned outage |  | weeks per year |  |  |  | upper | 2020
22 Rooftop PV commercial | PV - renewable power - solar - commercial/industrial rooftop | PV | renewable power | solar | commercial/industrial rooftop | Energy/technical data | Planned outage [weeks per year] | Planned outage |  | weeks per year |  |  |  | ctrl | 2030 | 0
22 Rooftop PV commercial | PV - renewable power - solar - commercial/industrial rooftop | PV | renewable power | solar | commercial/industrial rooftop | Energy/technical data | Planned outage [weeks per year] | Planned outage |  | weeks per year |  |  |  | ctrl | 2040 | 0
22 Rooftop PV commercial | PV - renewable power - solar - commercial/industrial rooftop | PV | renewable power | solar | commercial/industrial rooftop | Energy/technical data | Planned outage [weeks per year] | Planned outage |  | weeks per year |  |  |  | ctrl | 2050 | 0
22 Rooftop PV commercial | PV - renewable power - solar - commercial/industrial rooftop | PV | renewable power | solar | commercial/industrial rooftop | Energy/technical data | Planned outage [weeks per year] | Planned outage |  | weeks per year |  |  |  | lower | 2050
22 Rooftop PV commercial | PV - renewable power - solar - commercial/industrial rooftop | PV | renewable power | solar | commercial/industrial rooftop | Energy/technical data | Planned outage [weeks per year] | Planned outage |  | weeks per year |  |  |  | upper | 2050
22 Rooftop PV commercial | PV - renewable power - solar - commercial/industrial rooftop | PV | renewable power | solar | commercial/industrial rooftop | Energy/technical data | Space requirement [1000 m2/MW_e] | Space requirement |  | 1000 m2/MW_e |  |  | 6 | ctrl | 2015 | 6.6667
22 Rooftop PV commercial | PV - renewable power - solar - commercial/industrial rooftop | PV | renewable power | solar | commercial/industrial rooftop | Energy/technical data | Space requirement [1000 m2/MW_e] | Space requirement |  | 1000 m2/MW_e |  |  | 6 | ctrl | 2020 | 5.3659
22 Rooftop PV commercial | PV - renewable power - solar - commercial/industrial rooftop | PV | renewable power | solar | commercial/industrial rooftop | Energy/technical data | Space requirement [1000 m2/MW_e] | Space requirement |  | 1000 m2/MW_e |  |  | 6 | lower | 2020
22 Rooftop PV commercial | PV - renewable power - solar - commercial/industrial rooftop | PV | renewable power | solar | commercial/industrial rooftop | Energy/technical data | Space requirement [1000 m2/MW_e] | Space requirement |  | 1000 m2/MW_e |  |  | 6 | upper | 2020
22 Rooftop PV commercial | PV - renewable power - solar - commercial/industrial rooftop | PV | renewable power | solar | commercial/industrial rooftop | Energy/technical data | Space requirement [1000 m2/MW_e] | Space requirement |  | 1000 m2/MW_e |  |  | 6 | ctrl | 2030 | 4.7826
22 Rooftop PV commercial | PV - renewable power - solar - commercial/industrial rooftop | PV | renewable power | solar | commercial/industrial rooftop | Energy/technical data | Space requirement [1000 m2/MW_e] | Space requirement |  | 1000 m2/MW_e |  |  | 6 | ctrl | 2040 | 4.4898
22 Rooftop PV commercial | PV - renewable power - solar - commercial/industrial rooftop | PV | renewable power | solar | commercial/industrial rooftop | Energy/technical data | Space requirement [1000 m2/MW_e] | Space requirement |  | 1000 m2/MW_e |  |  | 6 | ctrl | 2050 | 4.2308
22 Rooftop PV commercial | PV - renewable power - solar - commercial/industrial rooftop | PV | renewable power | solar | commercial/industrial rooftop | Energy/technical data | Space requirement [1000 m2/MW_e] | Space requirement |  | 1000 m2/MW_e |  |  | 6 | lower | 2050
22 Rooftop PV commercial | PV - renewable power - solar - commercial/industrial rooftop | PV | renewable power | solar | commercial/industrial rooftop | Energy/technical data | Space requirement [1000 m2/MW_e] | Space requirement |  | 1000 m2/MW_e |  |  | 6 | upper | 2050
22 Rooftop PV commercial | PV - renewable power - solar - commercial/industrial rooftop | PV | renewable power | solar | commercial/industrial rooftop | Energy/technical data | Technical lifetime [years] | Technical lifetime |  | years |  |  |  | ctrl | 2015 | 30
22 Rooftop PV commercial | PV - renewable power - solar - commercial/industrial rooftop | PV | renewable power | solar | commercial/industrial rooftop | Energy/technical data | Technical lifetime [years] | Technical lifetime |  | years |  |  |  | ctrl | 2020 | 35
22 Rooftop PV commercial | PV - renewable power - solar - commercial/industrial rooftop | PV | renewable power | solar | commercial/industrial rooftop | Energy/technical data | Technical lifetime [years] | Technical lifetime |  | years |  |  |  | lower | 2020
22 Rooftop PV commercial | PV - renewable power - solar - commercial/industrial rooftop | PV | renewable power | solar | commercial/industrial rooftop | Energy/technical data | Technical lifetime [years] | Technical lifetime |  | years |  |  |  | upper | 2020
22 Rooftop PV commercial | PV - renewable power - solar - commercial/industrial rooftop | PV | renewable power | solar | commercial/industrial rooftop | Energy/technical data | Technical lifetime [years] | Technical lifetime |  | years |  |  |  | ctrl | 2030 | 40
22 Rooftop PV commercial | PV - renewable power - solar - commercial/industrial rooftop | PV | renewable power | solar | commercial/industrial rooftop | Energy/technical data | Technical lifetime [years] | Technical lifetime |  | years |  |  |  | ctrl | 2040 | 40
22 Rooftop PV commercial | PV - renewable power - solar - commercial/industrial rooftop | PV | renewable power | solar | commercial/industrial rooftop | Energy/technical data | Technical lifetime [years] | Technical lifetime |  | years |  |  |  | ctrl | 2050 | 40
22 Rooftop PV commercial | PV - renewable power - solar - commercial/industrial rooftop | PV | renewable power | solar | commercial/industrial rooftop | Energy/technical data | Technical lifetime [years] | Technical lifetime |  | years |  |  |  | lower | 2050
22 Rooftop PV commercial | PV - renewable power - solar - commercial/industrial rooftop | PV | renewable power | solar | commercial/industrial rooftop | Energy/technical data | Technical lifetime [years] | Technical lifetime |  | years |  |  |  | upper | 2050
22 Rooftop PV commercial | PV - renewable power - solar - commercial/industrial rooftop | PV | renewable power | solar | commercial/industrial rooftop | Financial data | Fixed O&M (*total) [2020-EUR/MW_e/y] | Fixed O&M | *total | EUR/MW_e/y | 2020 | P |  | ctrl | 2015 | 14300
22 Rooftop PV commercial | PV - renewable power - solar - commercial/industrial rooftop | PV | renewable power | solar | commercial/industrial rooftop | Financial data | Fixed O&M (*total) [2020-EUR/MW_e/y] | Fixed O&M | *total | EUR/MW_e/y | 2020 | P |  | ctrl | 2020 | 10600
22 Rooftop PV commercial | PV - renewable power - solar - commercial/industrial rooftop | PV | renewable power | solar | commercial/industrial rooftop | Financial data | Fixed O&M (*total) [2020-EUR/MW_e/y] | Fixed O&M | *total | EUR/MW_e/y | 2020 | P |  | lower | 2020 | 9500
22 Rooftop PV commercial | PV - renewable power - solar - commercial/industrial rooftop | PV | renewable power | solar | commercial/industrial rooftop | Financial data | Fixed O&M (*total) [2020-EUR/MW_e/y] | Fixed O&M | *total | EUR/MW_e/y | 2020 | P |  | upper | 2020 | 11700
22 Rooftop PV commercial | PV - renewable power - solar - commercial/industrial rooftop | PV | renewable power | solar | commercial/industrial rooftop | Financial data | Fixed O&M (*total) [2020-EUR/MW_e/y] | Fixed O&M | *total | EUR/MW_e/y | 2020 | P |  | ctrl | 2030 | 8900
22 Rooftop PV commercial | PV - renewable power - solar - commercial/industrial rooftop | PV | renewable power | solar | commercial/industrial rooftop | Financial data | Fixed O&M (*total) [2020-EUR/MW_e/y] | Fixed O&M | *total | EUR/MW_e/y | 2020 | P |  | ctrl | 2040 | 8000
22 Rooftop PV commercial | PV - renewable power - solar - commercial/industrial rooftop | PV | renewable power | solar | commercial/industrial rooftop | Financial data | Fixed O&M (*total) [2020-EUR/MW_e/y] | Fixed O&M | *total | EUR/MW_e/y | 2020 | P |  | ctrl | 2050 | 7500
22 Rooftop PV commercial | PV - renewable power - solar - commercial/industrial rooftop | PV | renewable power | solar | commercial/industrial rooftop | Financial data | Fixed O&M (*total) [2020-EUR/MW_e/y] | Fixed O&M | *total | EUR/MW_e/y | 2020 | P |  | lower | 2050 | 6700
22 Rooftop PV commercial | PV - renewable power - solar - commercial/industrial rooftop | PV | renewable power | solar | commercial/industrial rooftop | Financial data | Fixed O&M (*total) [2020-EUR/MW_e/y] | Fixed O&M | *total | EUR/MW_e/y | 2020 | P |  | upper | 2050 | 8300
22 Rooftop PV commercial | PV - renewable power - solar - commercial/industrial rooftop | PV | renewable power | solar | commercial/industrial rooftop | Financial data | Fixed O&M (land rent) [2020-EUR/MW_e/y] | Fixed O&M | land rent | EUR/MW_e/y | 2020 |  |  | ctrl | 2015
22 Rooftop PV commercial | PV - renewable power - solar - commercial/industrial rooftop | PV | renewable power | solar | commercial/industrial rooftop | Financial data | Fixed O&M (land rent) [2020-EUR/MW_e/y] | Fixed O&M | land rent | EUR/MW_e/y | 2020 |  |  | ctrl | 2020
22 Rooftop PV commercial | PV - renewable power - solar - commercial/industrial rooftop | PV | renewable power | solar | commercial/industrial rooftop | Financial data | Fixed O&M (land rent) [2020-EUR/MW_e/y] | Fixed O&M | land rent | EUR/MW_e/y | 2020 |  |  | lower | 2020
22 Rooftop PV commercial | PV - renewable power - solar - commercial/industrial rooftop | PV | renewable power | solar | commercial/industrial rooftop | Financial data | Fixed O&M (land rent) [2020-EUR/MW_e/y] | Fixed O&M | land rent | EUR/MW_e/y | 2020 |  |  | upper | 2020
22 Rooftop PV commercial | PV - renewable power - solar - commercial/industrial rooftop | PV | renewable power | solar | commercial/industrial rooftop | Financial data | Fixed O&M (land rent) [2020-EUR/MW_e/y] | Fixed O&M | land rent | EUR/MW_e/y | 2020 |  |  | ctrl | 2030
22 Rooftop PV commercial | PV - renewable power - solar - commercial/industrial rooftop | PV | renewable power | solar | commercial/industrial rooftop | Financial data | Fixed O&M (land rent) [2020-EUR/MW_e/y] | Fixed O&M | land rent | EUR/MW_e/y | 2020 |  |  | ctrl | 2040
22 Rooftop PV commercial | PV - renewable power - solar - commercial/industrial rooftop | PV | renewable power | solar | commercial/industrial rooftop | Financial data | Fixed O&M (land rent) [2020-EUR/MW_e/y] | Fixed O&M | land rent | EUR/MW_e/y | 2020 |  |  | ctrl | 2050
22 Rooftop PV commercial | PV - renewable power - solar - commercial/industrial rooftop | PV | renewable power | solar | commercial/industrial rooftop | Financial data | Fixed O&M (land rent) [2020-EUR/MW_e/y] | Fixed O&M | land rent | EUR/MW_e/y | 2020 |  |  | lower | 2050
22 Rooftop PV commercial | PV - renewable power - solar - commercial/industrial rooftop | PV | renewable power | solar | commercial/industrial rooftop | Financial data | Fixed O&M (land rent) [2020-EUR/MW_e/y] | Fixed O&M | land rent | EUR/MW_e/y | 2020 |  |  | upper | 2050
22 Rooftop PV commercial | PV - renewable power - solar - commercial/industrial rooftop | PV | renewable power | solar | commercial/industrial rooftop | Financial data | Nominal investment (*total) [2020-MEUR/MW_e] | Nominal investment | *total | MEUR/MW_e | 2020 | M,O | 2, 4 | ctrl | 2015 | 1.4274
22 Rooftop PV commercial | PV - renewable power - solar - commercial/industrial rooftop | PV | renewable power | solar | commercial/industrial rooftop | Financial data | Nominal investment (*total) [2020-MEUR/MW_e] | Nominal investment | *total | MEUR/MW_e | 2020 | M,O | 2, 4 | ctrl | 2020 | 0.87231
22 Rooftop PV commercial | PV - renewable power - solar - commercial/industrial rooftop | PV | renewable power | solar | commercial/industrial rooftop | Financial data | Nominal investment (*total) [2020-MEUR/MW_e] | Nominal investment | *total | MEUR/MW_e | 2020 | M,O | 2, 4 | lower | 2020 | 0.85753
22 Rooftop PV commercial | PV - renewable power - solar - commercial/industrial rooftop | PV | renewable power | solar | commercial/industrial rooftop | Financial data | Nominal investment (*total) [2020-MEUR/MW_e] | Nominal investment | *total | MEUR/MW_e | 2020 | M,O | 2, 4 | upper | 2020 | 0.92406
22 Rooftop PV commercial | PV - renewable power - solar - commercial/industrial rooftop | PV | renewable power | solar | commercial/industrial rooftop | Financial data | Nominal investment (*total) [2020-MEUR/MW_e] | Nominal investment | *total | MEUR/MW_e | 2020 | M,O | 2, 4 | ctrl | 2030 | 0.56581
22 Rooftop PV commercial | PV - renewable power - solar - commercial/industrial rooftop | PV | renewable power | solar | commercial/industrial rooftop | Financial data | Nominal investment (*total) [2020-MEUR/MW_e] | Nominal investment | *total | MEUR/MW_e | 2020 | M,O | 2, 4 | ctrl | 2040 | 0.46052
22 Rooftop PV commercial | PV - renewable power - solar - commercial/industrial rooftop | PV | renewable power | solar | commercial/industrial rooftop | Financial data | Nominal investment (*total) [2020-MEUR/MW_e] | Nominal investment | *total | MEUR/MW_e | 2020 | M,O | 2, 4 | ctrl | 2050 | 0.4139
22 Rooftop PV commercial | PV - renewable power - solar - commercial/industrial rooftop | PV | renewable power | solar | commercial/industrial rooftop | Financial data | Nominal investment (*total) [2020-MEUR/MW_e] | Nominal investment | *total | MEUR/MW_e | 2020 | M,O | 2, 4 | lower | 2050 | 0.35795
22 Rooftop PV commercial | PV - renewable power - solar - commercial/industrial rooftop | PV | renewable power | solar | commercial/industrial rooftop | Financial data | Nominal investment (*total) [2020-MEUR/MW_e] | Nominal investment | *total | MEUR/MW_e | 2020 | M,O | 2, 4 | upper | 2050 | 0.58766
22 Rooftop PV commercial | PV - renewable power - solar - commercial/industrial rooftop | PV | renewable power | solar | commercial/industrial rooftop | Financial data | Nominal investment (*total, per DC) [2020-MEUR/MW_e] | Nominal investment | *total, per DC | MEUR/MW_e | 2020 | M,N | 2, 4 | ctrl | 2015 | 1.2976
22 Rooftop PV commercial | PV - renewable power - solar - commercial/industrial rooftop | PV | renewable power | solar | commercial/industrial rooftop | Financial data | Nominal investment (*total, per DC) [2020-MEUR/MW_e] | Nominal investment | *total, per DC | MEUR/MW_e | 2020 | M,N | 2, 4 | ctrl | 2020 | 0.79301
22 Rooftop PV commercial | PV - renewable power - solar - commercial/industrial rooftop | PV | renewable power | solar | commercial/industrial rooftop | Financial data | Nominal investment (*total, per DC) [2020-MEUR/MW_e] | Nominal investment | *total, per DC | MEUR/MW_e | 2020 | M,N | 2, 4 | lower | 2020 | 0.77957
22 Rooftop PV commercial | PV - renewable power - solar - commercial/industrial rooftop | PV | renewable power | solar | commercial/industrial rooftop | Financial data | Nominal investment (*total, per DC) [2020-MEUR/MW_e] | Nominal investment | *total, per DC | MEUR/MW_e | 2020 | M,N | 2, 4 | upper | 2020 | 0.84005
22 Rooftop PV commercial | PV - renewable power - solar - commercial/industrial rooftop | PV | renewable power | solar | commercial/industrial rooftop | Financial data | Nominal investment (*total, per DC) [2020-MEUR/MW_e] | Nominal investment | *total, per DC | MEUR/MW_e | 2020 | M,N | 2, 4 | ctrl | 2030 | 0.51437
22 Rooftop PV commercial | PV - renewable power - solar - commercial/industrial rooftop | PV | renewable power | solar | commercial/industrial rooftop | Financial data | Nominal investment (*total, per DC) [2020-MEUR/MW_e] | Nominal investment | *total, per DC | MEUR/MW_e | 2020 | M,N | 2, 4 | ctrl | 2040 | 0.41865
22 Rooftop PV commercial | PV - renewable power - solar - commercial/industrial rooftop | PV | renewable power | solar | commercial/industrial rooftop | Financial data | Nominal investment (*total, per DC) [2020-MEUR/MW_e] | Nominal investment | *total, per DC | MEUR/MW_e | 2020 | M,N | 2, 4 | ctrl | 2050 | 0.37627
22 Rooftop PV commercial | PV - renewable power - solar - commercial/industrial rooftop | PV | renewable power | solar | commercial/industrial rooftop | Financial data | Nominal investment (*total, per DC) [2020-MEUR/MW_e] | Nominal investment | *total, per DC | MEUR/MW_e | 2020 | M,N | 2, 4 | lower | 2050 | 0.32541
22 Rooftop PV commercial | PV - renewable power - solar - commercial/industrial rooftop | PV | renewable power | solar | commercial/industrial rooftop | Financial data | Nominal investment (*total, per DC) [2020-MEUR/MW_e] | Nominal investment | *total, per DC | MEUR/MW_e | 2020 | M,N | 2, 4 | upper | 2050 | 0.53424
22 Rooftop PV commercial | PV - renewable power - solar - commercial/industrial rooftop | PV | renewable power | solar | commercial/industrial rooftop | Regulation ability | Primary regulation (of full load, per 30 seconds) [] | Primary regulation | of full load, per 30 seconds | [] |  |  |  | ctrl | 2015
22 Rooftop PV commercial | PV - renewable power - solar - commercial/industrial rooftop | PV | renewable power | solar | commercial/industrial rooftop | Regulation ability | Primary regulation (of full load, per 30 seconds) [] | Primary regulation | of full load, per 30 seconds | [] |  |  |  | ctrl | 2020
22 Rooftop PV commercial | PV - renewable power - solar - commercial/industrial rooftop | PV | renewable power | solar | commercial/industrial rooftop | Regulation ability | Primary regulation (of full load, per 30 seconds) [] | Primary regulation | of full load, per 30 seconds | [] |  |  |  | lower | 2020
22 Rooftop PV commercial | PV - renewable power - solar - commercial/industrial rooftop | PV | renewable power | solar | commercial/industrial rooftop | Regulation ability | Primary regulation (of full load, per 30 seconds) [] | Primary regulation | of full load, per 30 seconds | [] |  |  |  | upper | 2020
22 Rooftop PV commercial | PV - renewable power - solar - commercial/industrial rooftop | PV | renewable power | solar | commercial/industrial rooftop | Regulation ability | Primary regulation (of full load, per 30 seconds) [] | Primary regulation | of full load, per 30 seconds | [] |  |  |  | ctrl | 2030
22 Rooftop PV commercial | PV - renewable power - solar - commercial/industrial rooftop | PV | renewable power | solar | commercial/industrial rooftop | Regulation ability | Primary regulation (of full load, per 30 seconds) [] | Primary regulation | of full load, per 30 seconds | [] |  |  |  | ctrl | 2040
22 Rooftop PV commercial | PV - renewable power - solar - commercial/industrial rooftop | PV | renewable power | solar | commercial/industrial rooftop | Regulation ability | Primary regulation (of full load, per 30 seconds) [] | Primary regulation | of full load, per 30 seconds | [] |  |  |  | ctrl | 2050
22 Rooftop PV commercial | PV - renewable power - solar - commercial/industrial rooftop | PV | renewable power | solar | commercial/industrial rooftop | Regulation ability | Primary regulation (of full load, per 30 seconds) [] | Primary regulation | of full load, per 30 seconds | [] |  |  |  | lower | 2050
22 Rooftop PV commercial | PV - renewable power - solar - commercial/industrial rooftop | PV | renewable power | solar | commercial/industrial rooftop | Regulation ability | Primary regulation (of full load, per 30 seconds) [] | Primary regulation | of full load, per 30 seconds | [] |  |  |  | upper | 2050
22 Rooftop PV commercial | PV - renewable power - solar - commercial/industrial rooftop | PV | renewable power | solar | commercial/industrial rooftop | Regulation ability | Secondary regulation (of full load, per minute) [] | Secondary regulation | of full load, per minute | [] |  |  |  | ctrl | 2015
22 Rooftop PV commercial | PV - renewable power - solar - commercial/industrial rooftop | PV | renewable power | solar | commercial/industrial rooftop | Regulation ability | Secondary regulation (of full load, per minute) [] | Secondary regulation | of full load, per minute | [] |  |  |  | ctrl | 2020
22 Rooftop PV commercial | PV - renewable power - solar - commercial/industrial rooftop | PV | renewable power | solar | commercial/industrial rooftop | Regulation ability | Secondary regulation (of full load, per minute) [] | Secondary regulation | of full load, per minute | [] |  |  |  | lower | 2020
22 Rooftop PV commercial | PV - renewable power - solar - commercial/industrial rooftop | PV | renewable power | solar | commercial/industrial rooftop | Regulation ability | Secondary regulation (of full load, per minute) [] | Secondary regulation | of full load, per minute | [] |  |  |  | upper | 2020
22 Rooftop PV commercial | PV - renewable power - solar - commercial/industrial rooftop | PV | renewable power | solar | commercial/industrial rooftop | Regulation ability | Secondary regulation (of full load, per minute) [] | Secondary regulation | of full load, per minute | [] |  |  |  | ctrl | 2030
22 Rooftop PV commercial | PV - renewable power - solar - commercial/industrial rooftop | PV | renewable power | solar | commercial/industrial rooftop | Regulation ability | Secondary regulation (of full load, per minute) [] | Secondary regulation | of full load, per minute | [] |  |  |  | ctrl | 2040
22 Rooftop PV commercial | PV - renewable power - solar - commercial/industrial rooftop | PV | renewable power | solar | commercial/industrial rooftop | Regulation ability | Secondary regulation (of full load, per minute) [] | Secondary regulation | of full load, per minute | [] |  |  |  | ctrl | 2050
22 Rooftop PV commercial | PV - renewable power - solar - commercial/industrial rooftop | PV | renewable power | solar | commercial/industrial rooftop | Regulation ability | Secondary regulation (of full load, per minute) [] | Secondary regulation | of full load, per minute | [] |  |  |  | lower | 2050
22 Rooftop PV commercial | PV - renewable power - solar - commercial/industrial rooftop | PV | renewable power | solar | commercial/industrial rooftop | Regulation ability | Secondary regulation (of full load, per minute) [] | Secondary regulation | of full load, per minute | [] |  |  |  | upper | 2050
22 Rooftop PV commercial | PV - renewable power - solar - commercial/industrial rooftop | PV | renewable power | solar | commercial/industrial rooftop | Technology-specific data | Average annual degradation of full-load hours [] | Average annual degradation of full-load hours |  | [] |  |  |  | ctrl | 2015 | 0.005
22 Rooftop PV commercial | PV - renewable power - solar - commercial/industrial rooftop | PV | renewable power | solar | commercial/industrial rooftop | Technology-specific data | Average annual degradation of full-load hours [] | Average annual degradation of full-load hours |  | [] |  |  |  | ctrl | 2020 | 0.004
22 Rooftop PV commercial | PV - renewable power - solar - commercial/industrial rooftop | PV | renewable power | solar | commercial/industrial rooftop | Technology-specific data | Average annual degradation of full-load hours [] | Average annual degradation of full-load hours |  | [] |  |  |  | lower | 2020
22 Rooftop PV commercial | PV - renewable power - solar - commercial/industrial rooftop | PV | renewable power | solar | commercial/industrial rooftop | Technology-specific data | Average annual degradation of full-load hours [] | Average annual degradation of full-load hours |  | [] |  |  |  | upper | 2020
22 Rooftop PV commercial | PV - renewable power - solar - commercial/industrial rooftop | PV | renewable power | solar | commercial/industrial rooftop | Technology-specific data | Average annual degradation of full-load hours [] | Average annual degradation of full-load hours |  | [] |  |  |  | ctrl | 2030 | 0.003
22 Rooftop PV commercial | PV - renewable power - solar - commercial/industrial rooftop | PV | renewable power | solar | commercial/industrial rooftop | Technology-specific data | Average annual degradation of full-load hours [] | Average annual degradation of full-load hours |  | [] |  |  |  | ctrl | 2040 | 0.003
22 Rooftop PV commercial | PV - renewable power - solar - commercial/industrial rooftop | PV | renewable power | solar | commercial/industrial rooftop | Technology-specific data | Average annual degradation of full-load hours [] | Average annual degradation of full-load hours |  | [] |  |  |  | ctrl | 2050 | 0.003
22 Rooftop PV commercial | PV - renewable power - solar - commercial/industrial rooftop | PV | renewable power | solar | commercial/industrial rooftop | Technology-specific data | Average annual degradation of full-load hours [] | Average annual degradation of full-load hours |  | [] |  |  |  | lower | 2050
22 Rooftop PV commercial | PV - renewable power - solar - commercial/industrial rooftop | PV | renewable power | solar | commercial/industrial rooftop | Technology-specific data | Average annual degradation of full-load hours [] | Average annual degradation of full-load hours |  | [] |  |  |  | upper | 2050
22 Rooftop PV commercial | PV - renewable power - solar - commercial/industrial rooftop | PV | renewable power | solar | commercial/industrial rooftop | Technology-specific data | Average annual full-load hours (DC-value) [MWh_e/MW_e] | Average annual full-load hours | DC-value | MWh_e/MW_e |  | A1,I |  | ctrl | 2015 | 950.5924
22 Rooftop PV commercial | PV - renewable power - solar - commercial/industrial rooftop | PV | renewable power | solar | commercial/industrial rooftop | Technology-specific data | Average annual full-load hours (DC-value) [MWh_e/MW_e] | Average annual full-load hours | DC-value | MWh_e/MW_e |  | A1,I |  | ctrl | 2020 | 1010.328
22 Rooftop PV commercial | PV - renewable power - solar - commercial/industrial rooftop | PV | renewable power | solar | commercial/industrial rooftop | Technology-specific data | Average annual full-load hours (DC-value) [MWh_e/MW_e] | Average annual full-load hours | DC-value | MWh_e/MW_e |  | A1,I |  | lower | 2020
22 Rooftop PV commercial | PV - renewable power - solar - commercial/industrial rooftop | PV | renewable power | solar | commercial/industrial rooftop | Technology-specific data | Average annual full-load hours (DC-value) [MWh_e/MW_e] | Average annual full-load hours | DC-value | MWh_e/MW_e |  | A1,I |  | upper | 2020
22 Rooftop PV commercial | PV - renewable power - solar - commercial/industrial rooftop | PV | renewable power | solar | commercial/industrial rooftop | Technology-specific data | Average annual full-load hours (DC-value) [MWh_e/MW_e] | Average annual full-load hours | DC-value | MWh_e/MW_e |  | A1,I |  | ctrl | 2030 | 1116.06
22 Rooftop PV commercial | PV - renewable power - solar - commercial/industrial rooftop | PV | renewable power | solar | commercial/industrial rooftop | Technology-specific data | Average annual full-load hours (DC-value) [MWh_e/MW_e] | Average annual full-load hours | DC-value | MWh_e/MW_e |  | A1,I |  | ctrl | 2040 | 1127.808
22 Rooftop PV commercial | PV - renewable power - solar - commercial/industrial rooftop | PV | renewable power | solar | commercial/industrial rooftop | Technology-specific data | Average annual full-load hours (DC-value) [MWh_e/MW_e] | Average annual full-load hours | DC-value | MWh_e/MW_e |  | A1,I |  | ctrl | 2050 | 1139.556
22 Rooftop PV commercial | PV - renewable power - solar - commercial/industrial rooftop | PV | renewable power | solar | commercial/industrial rooftop | Technology-specific data | Average annual full-load hours (DC-value) [MWh_e/MW_e] | Average annual full-load hours | DC-value | MWh_e/MW_e |  | A1,I |  | lower | 2050
22 Rooftop PV commercial | PV - renewable power - solar - commercial/industrial rooftop | PV | renewable power | solar | commercial/industrial rooftop | Technology-specific data | Average annual full-load hours (DC-value) [MWh_e/MW_e] | Average annual full-load hours | DC-value | MWh_e/MW_e |  | A1,I |  | upper | 2050
22 Rooftop PV commercial | PV - renewable power - solar - commercial/industrial rooftop | PV | renewable power | solar | commercial/industrial rooftop | Technology-specific data | Average annual full-load hours [MWh_e/MW_e] | Average annual full-load hours |  | MWh_e/MW_e |  | A1 |  | ctrl | 2015 | 1045.6516
22 Rooftop PV commercial | PV - renewable power - solar - commercial/industrial rooftop | PV | renewable power | solar | commercial/industrial rooftop | Technology-specific data | Average annual full-load hours [MWh_e/MW_e] | Average annual full-load hours |  | MWh_e/MW_e |  | A1 |  | ctrl | 2020 | 1111.3608
22 Rooftop PV commercial | PV - renewable power - solar - commercial/industrial rooftop | PV | renewable power | solar | commercial/industrial rooftop | Technology-specific data | Average annual full-load hours [MWh_e/MW_e] | Average annual full-load hours |  | MWh_e/MW_e |  | A1 |  | lower | 2020
22 Rooftop PV commercial | PV - renewable power - solar - commercial/industrial rooftop | PV | renewable power | solar | commercial/industrial rooftop | Technology-specific data | Average annual full-load hours [MWh_e/MW_e] | Average annual full-load hours |  | MWh_e/MW_e |  | A1 |  | upper | 2020
22 Rooftop PV commercial | PV - renewable power - solar - commercial/industrial rooftop | PV | renewable power | solar | commercial/industrial rooftop | Technology-specific data | Average annual full-load hours [MWh_e/MW_e] | Average annual full-load hours |  | MWh_e/MW_e |  | A1 |  | ctrl | 2030 | 1227.666
22 Rooftop PV commercial | PV - renewable power - solar - commercial/industrial rooftop | PV | renewable power | solar | commercial/industrial rooftop | Technology-specific data | Average annual full-load hours [MWh_e/MW_e] | Average annual full-load hours |  | MWh_e/MW_e |  | A1 |  | ctrl | 2040 | 1240.5888
22 Rooftop PV commercial | PV - renewable power - solar - commercial/industrial rooftop | PV | renewable power | solar | commercial/industrial rooftop | Technology-specific data | Average annual full-load hours [MWh_e/MW_e] | Average annual full-load hours |  | MWh_e/MW_e |  | A1 |  | ctrl | 2050 | 1253.5116
22 Rooftop PV commercial | PV - renewable power - solar - commercial/industrial rooftop | PV | renewable power | solar | commercial/industrial rooftop | Technology-specific data | Average annual full-load hours [MWh_e/MW_e] | Average annual full-load hours |  | MWh_e/MW_e |  | A1 |  | lower | 2050
22 Rooftop PV commercial | PV - renewable power - solar - commercial/industrial rooftop | PV | renewable power | solar | commercial/industrial rooftop | Technology-specific data | Average annual full-load hours [MWh_e/MW_e] | Average annual full-load hours |  | MWh_e/MW_e |  | A1 |  | upper | 2050
22 Rooftop PV commercial | PV - renewable power - solar - commercial/industrial rooftop | PV | renewable power | solar | commercial/industrial rooftop | Technology-specific data | Fixed O&M (*total, per DC) [2020-EUR/MW_e/y] | Fixed O&M | *total, per DC | EUR/MW_e/y | 2020 | P |  | ctrl | 2015 | 13000
22 Rooftop PV commercial | PV - renewable power - solar - commercial/industrial rooftop | PV | renewable power | solar | commercial/industrial rooftop | Technology-specific data | Fixed O&M (*total, per DC) [2020-EUR/MW_e/y] | Fixed O&M | *total, per DC | EUR/MW_e/y | 2020 | P |  | ctrl | 2020 | 9600
22 Rooftop PV commercial | PV - renewable power - solar - commercial/industrial rooftop | PV | renewable power | solar | commercial/industrial rooftop | Technology-specific data | Fixed O&M (*total, per DC) [2020-EUR/MW_e/y] | Fixed O&M | *total, per DC | EUR/MW_e/y | 2020 | P |  | lower | 2020 | 8600
22 Rooftop PV commercial | PV - renewable power - solar - commercial/industrial rooftop | PV | renewable power | solar | commercial/industrial rooftop | Technology-specific data | Fixed O&M (*total, per DC) [2020-EUR/MW_e/y] | Fixed O&M | *total, per DC | EUR/MW_e/y | 2020 | P |  | upper | 2020 | 10600
22 Rooftop PV commercial | PV - renewable power - solar - commercial/industrial rooftop | PV | renewable power | solar | commercial/industrial rooftop | Technology-specific data | Fixed O&M (*total, per DC) [2020-EUR/MW_e/y] | Fixed O&M | *total, per DC | EUR/MW_e/y | 2020 | P |  | ctrl | 2030 | 8100
22 Rooftop PV commercial | PV - renewable power - solar - commercial/industrial rooftop | PV | renewable power | solar | commercial/industrial rooftop | Technology-specific data | Fixed O&M (*total, per DC) [2020-EUR/MW_e/y] | Fixed O&M | *total, per DC | EUR/MW_e/y | 2020 | P |  | ctrl | 2040 | 7300
22 Rooftop PV commercial | PV - renewable power - solar - commercial/industrial rooftop | PV | renewable power | solar | commercial/industrial rooftop | Technology-specific data | Fixed O&M (*total, per DC) [2020-EUR/MW_e/y] | Fixed O&M | *total, per DC | EUR/MW_e/y | 2020 | P |  | ctrl | 2050 | 6800
22 Rooftop PV commercial | PV - renewable power - solar - commercial/industrial rooftop | PV | renewable power | solar | commercial/industrial rooftop | Technology-specific data | Fixed O&M (*total, per DC) [2020-EUR/MW_e/y] | Fixed O&M | *total, per DC | EUR/MW_e/y | 2020 | P |  | lower | 2050 | 6100
22 Rooftop PV commercial | PV - renewable power - solar - commercial/industrial rooftop | PV | renewable power | solar | commercial/industrial rooftop | Technology-specific data | Fixed O&M (*total, per DC) [2020-EUR/MW_e/y] | Fixed O&M | *total, per DC | EUR/MW_e/y | 2020 | P |  | upper | 2050 | 7500
22 Rooftop PV commercial | PV - renewable power - solar - commercial/industrial rooftop | PV | renewable power | solar | commercial/industrial rooftop | Technology-specific data | Fixed O&M (land rent, per DC) [2020-EUR/MW_e/y] | Fixed O&M | land rent, per DC | EUR/MW_e/y | 2020 |  |  | ctrl | 2015
22 Rooftop PV commercial | PV - renewable power - solar - commercial/industrial rooftop | PV | renewable power | solar | commercial/industrial rooftop | Technology-specific data | Fixed O&M (land rent, per DC) [2020-EUR/MW_e/y] | Fixed O&M | land rent, per DC | EUR/MW_e/y | 2020 |  |  | ctrl | 2020
22 Rooftop PV commercial | PV - renewable power - solar - commercial/industrial rooftop | PV | renewable power | solar | commercial/industrial rooftop | Technology-specific data | Fixed O&M (land rent, per DC) [2020-EUR/MW_e/y] | Fixed O&M | land rent, per DC | EUR/MW_e/y | 2020 |  |  | lower | 2020
22 Rooftop PV commercial | PV - renewable power - solar - commercial/industrial rooftop | PV | renewable power | solar | commercial/industrial rooftop | Technology-specific data | Fixed O&M (land rent, per DC) [2020-EUR/MW_e/y] | Fixed O&M | land rent, per DC | EUR/MW_e/y | 2020 |  |  | upper | 2020
22 Rooftop PV commercial | PV - renewable power - solar - commercial/industrial rooftop | PV | renewable power | solar | commercial/industrial rooftop | Technology-specific data | Fixed O&M (land rent, per DC) [2020-EUR/MW_e/y] | Fixed O&M | land rent, per DC | EUR/MW_e/y | 2020 |  |  | ctrl | 2030
22 Rooftop PV commercial | PV - renewable power - solar - commercial/industrial rooftop | PV | renewable power | solar | commercial/industrial rooftop | Technology-specific data | Fixed O&M (land rent, per DC) [2020-EUR/MW_e/y] | Fixed O&M | land rent, per DC | EUR/MW_e/y | 2020 |  |  | ctrl | 2040
22 Rooftop PV commercial | PV - renewable power - solar - commercial/industrial rooftop | PV | renewable power | solar | commercial/industrial rooftop | Technology-specific data | Fixed O&M (land rent, per DC) [2020-EUR/MW_e/y] | Fixed O&M | land rent, per DC | EUR/MW_e/y | 2020 |  |  | ctrl | 2050
22 Rooftop PV commercial | PV - renewable power - solar - commercial/industrial rooftop | PV | renewable power | solar | commercial/industrial rooftop | Technology-specific data | Fixed O&M (land rent, per DC) [2020-EUR/MW_e/y] | Fixed O&M | land rent, per DC | EUR/MW_e/y | 2020 |  |  | lower | 2050
22 Rooftop PV commercial | PV - renewable power - solar - commercial/industrial rooftop | PV | renewable power | solar | commercial/industrial rooftop | Technology-specific data | Fixed O&M (land rent, per DC) [2020-EUR/MW_e/y] | Fixed O&M | land rent, per DC | EUR/MW_e/y | 2020 |  |  | upper | 2050
22 Rooftop PV commercial | PV - renewable power - solar - commercial/industrial rooftop | PV | renewable power | solar | commercial/industrial rooftop | Technology-specific data | Fixed O&M (other, per DC) [2020-EUR/MW_e/y] | Fixed O&M | other, per DC | EUR/MW_e/y | 2020 |  |  | ctrl | 2015 | 13000
22 Rooftop PV commercial | PV - renewable power - solar - commercial/industrial rooftop | PV | renewable power | solar | commercial/industrial rooftop | Technology-specific data | Fixed O&M (other, per DC) [2020-EUR/MW_e/y] | Fixed O&M | other, per DC | EUR/MW_e/y | 2020 |  |  | ctrl | 2020 | 9600
22 Rooftop PV commercial | PV - renewable power - solar - commercial/industrial rooftop | PV | renewable power | solar | commercial/industrial rooftop | Technology-specific data | Fixed O&M (other, per DC) [2020-EUR/MW_e/y] | Fixed O&M | other, per DC | EUR/MW_e/y | 2020 |  |  | lower | 2020
22 Rooftop PV commercial | PV - renewable power - solar - commercial/industrial rooftop | PV | renewable power | solar | commercial/industrial rooftop | Technology-specific data | Fixed O&M (other, per DC) [2020-EUR/MW_e/y] | Fixed O&M | other, per DC | EUR/MW_e/y | 2020 |  |  | upper | 2020
22 Rooftop PV commercial | PV - renewable power - solar - commercial/industrial rooftop | PV | renewable power | solar | commercial/industrial rooftop | Technology-specific data | Fixed O&M (other, per DC) [2020-EUR/MW_e/y] | Fixed O&M | other, per DC | EUR/MW_e/y | 2020 |  |  | ctrl | 2030 | 8100
22 Rooftop PV commercial | PV - renewable power - solar - commercial/industrial rooftop | PV | renewable power | solar | commercial/industrial rooftop | Technology-specific data | Fixed O&M (other, per DC) [2020-EUR/MW_e/y] | Fixed O&M | other, per DC | EUR/MW_e/y | 2020 |  |  | ctrl | 2040 | 7300
22 Rooftop PV commercial | PV - renewable power - solar - commercial/industrial rooftop | PV | renewable power | solar | commercial/industrial rooftop | Technology-specific data | Fixed O&M (other, per DC) [2020-EUR/MW_e/y] | Fixed O&M | other, per DC | EUR/MW_e/y | 2020 |  |  | ctrl | 2050 | 6800
22 Rooftop PV commercial | PV - renewable power - solar - commercial/industrial rooftop | PV | renewable power | solar | commercial/industrial rooftop | Technology-specific data | Fixed O&M (other, per DC) [2020-EUR/MW_e/y] | Fixed O&M | other, per DC | EUR/MW_e/y | 2020 |  |  | lower | 2050
22 Rooftop PV commercial | PV - renewable power - solar - commercial/industrial rooftop | PV | renewable power | solar | commercial/industrial rooftop | Technology-specific data | Fixed O&M (other, per DC) [2020-EUR/MW_e/y] | Fixed O&M | other, per DC | EUR/MW_e/y | 2020 |  |  | upper | 2050
22 Rooftop PV commercial | PV - renewable power - solar - commercial/industrial rooftop | PV | renewable power | solar | commercial/industrial rooftop | Technology-specific data | Generating capacity for one unit (DC-value) [MW_e] | Generating capacity for one unit | DC-value | MW_e |  | B2,C |  | ctrl | 2015 | 0.11
22 Rooftop PV commercial | PV - renewable power - solar - commercial/industrial rooftop | PV | renewable power | solar | commercial/industrial rooftop | Technology-specific data | Generating capacity for one unit (DC-value) [MW_e] | Generating capacity for one unit | DC-value | MW_e |  | B2,C |  | ctrl | 2020 | 0.11
22 Rooftop PV commercial | PV - renewable power - solar - commercial/industrial rooftop | PV | renewable power | solar | commercial/industrial rooftop | Technology-specific data | Generating capacity for one unit (DC-value) [MW_e] | Generating capacity for one unit | DC-value | MW_e |  | B2,C |  | lower | 2020
22 Rooftop PV commercial | PV - renewable power - solar - commercial/industrial rooftop | PV | renewable power | solar | commercial/industrial rooftop | Technology-specific data | Generating capacity for one unit (DC-value) [MW_e] | Generating capacity for one unit | DC-value | MW_e |  | B2,C |  | upper | 2020
22 Rooftop PV commercial | PV - renewable power - solar - commercial/industrial rooftop | PV | renewable power | solar | commercial/industrial rooftop | Technology-specific data | Generating capacity for one unit (DC-value) [MW_e] | Generating capacity for one unit | DC-value | MW_e |  | B2,C |  | ctrl | 2030 | 0.11
22 Rooftop PV commercial | PV - renewable power - solar - commercial/industrial rooftop | PV | renewable power | solar | commercial/industrial rooftop | Technology-specific data | Generating capacity for one unit (DC-value) [MW_e] | Generating capacity for one unit | DC-value | MW_e |  | B2,C |  | ctrl | 2040 | 0.11
22 Rooftop PV commercial | PV - renewable power - solar - commercial/industrial rooftop | PV | renewable power | solar | commercial/industrial rooftop | Technology-specific data | Generating capacity for one unit (DC-value) [MW_e] | Generating capacity for one unit | DC-value | MW_e |  | B2,C |  | ctrl | 2050 | 0.11
22 Rooftop PV commercial | PV - renewable power - solar - commercial/industrial rooftop | PV | renewable power | solar | commercial/industrial rooftop | Technology-specific data | Generating capacity for one unit (DC-value) [MW_e] | Generating capacity for one unit | DC-value | MW_e |  | B2,C |  | lower | 2050
22 Rooftop PV commercial | PV - renewable power - solar - commercial/industrial rooftop | PV | renewable power | solar | commercial/industrial rooftop | Technology-specific data | Generating capacity for one unit (DC-value) [MW_e] | Generating capacity for one unit | DC-value | MW_e |  | B2,C |  | upper | 2050
22 Rooftop PV commercial | PV - renewable power - solar - commercial/industrial rooftop | PV | renewable power | solar | commercial/industrial rooftop | Technology-specific data | Global horizontal irradiance [MWh/m2/y] | Global horizontal irradiance |  | MWh/m2/y |  | A | 1 | ctrl | 2015 | 1068
22 Rooftop PV commercial | PV - renewable power - solar - commercial/industrial rooftop | PV | renewable power | solar | commercial/industrial rooftop | Technology-specific data | Global horizontal irradiance [MWh/m2/y] | Global horizontal irradiance |  | MWh/m2/y |  | A | 1 | ctrl | 2020 | 1068
22 Rooftop PV commercial | PV - renewable power - solar - commercial/industrial rooftop | PV | renewable power | solar | commercial/industrial rooftop | Technology-specific data | Global horizontal irradiance [MWh/m2/y] | Global horizontal irradiance |  | MWh/m2/y |  | A | 1 | lower | 2020
22 Rooftop PV commercial | PV - renewable power - solar - commercial/industrial rooftop | PV | renewable power | solar | commercial/industrial rooftop | Technology-specific data | Global horizontal irradiance [MWh/m2/y] | Global horizontal irradiance |  | MWh/m2/y |  | A | 1 | upper | 2020
22 Rooftop PV commercial | PV - renewable power - solar - commercial/industrial rooftop | PV | renewable power | solar | commercial/industrial rooftop | Technology-specific data | Global horizontal irradiance [MWh/m2/y] | Global horizontal irradiance |  | MWh/m2/y |  | A | 1 | ctrl | 2030 | 1068
22 Rooftop PV commercial | PV - renewable power - solar - commercial/industrial rooftop | PV | renewable power | solar | commercial/industrial rooftop | Technology-specific data | Global horizontal irradiance [MWh/m2/y] | Global horizontal irradiance |  | MWh/m2/y |  | A | 1 | ctrl | 2040 | 1068
22 Rooftop PV commercial | PV - renewable power - solar - commercial/industrial rooftop | PV | renewable power | solar | commercial/industrial rooftop | Technology-specific data | Global horizontal irradiance [MWh/m2/y] | Global horizontal irradiance |  | MWh/m2/y |  | A | 1 | ctrl | 2050 | 1068
22 Rooftop PV commercial | PV - renewable power - solar - commercial/industrial rooftop | PV | renewable power | solar | commercial/industrial rooftop | Technology-specific data | Global horizontal irradiance [MWh/m2/y] | Global horizontal irradiance |  | MWh/m2/y |  | A | 1 | lower | 2050
22 Rooftop PV commercial | PV - renewable power - solar - commercial/industrial rooftop | PV | renewable power | solar | commercial/industrial rooftop | Technology-specific data | Global horizontal irradiance [MWh/m2/y] | Global horizontal irradiance |  | MWh/m2/y |  | A | 1 | upper | 2050
22 Rooftop PV commercial | PV - renewable power - solar - commercial/industrial rooftop | PV | renewable power | solar | commercial/industrial rooftop | Technology-specific data | Inverter lifetime [years] | Inverter lifetime |  | years |  |  | 6 | ctrl | 2015 | 10
22 Rooftop PV commercial | PV - renewable power - solar - commercial/industrial rooftop | PV | renewable power | solar | commercial/industrial rooftop | Technology-specific data | Inverter lifetime [years] | Inverter lifetime |  | years |  |  | 6 | ctrl | 2020 | 12.5
22 Rooftop PV commercial | PV - renewable power - solar - commercial/industrial rooftop | PV | renewable power | solar | commercial/industrial rooftop | Technology-specific data | Inverter lifetime [years] | Inverter lifetime |  | years |  |  | 6 | lower | 2020
22 Rooftop PV commercial | PV - renewable power - solar - commercial/industrial rooftop | PV | renewable power | solar | commercial/industrial rooftop | Technology-specific data | Inverter lifetime [years] | Inverter lifetime |  | years |  |  | 6 | upper | 2020
22 Rooftop PV commercial | PV - renewable power - solar - commercial/industrial rooftop | PV | renewable power | solar | commercial/industrial rooftop | Technology-specific data | Inverter lifetime [years] | Inverter lifetime |  | years |  |  | 6 | ctrl | 2030 | 15
22 Rooftop PV commercial | PV - renewable power - solar - commercial/industrial rooftop | PV | renewable power | solar | commercial/industrial rooftop | Technology-specific data | Inverter lifetime [years] | Inverter lifetime |  | years |  |  | 6 | ctrl | 2040 | 15
22 Rooftop PV commercial | PV - renewable power - solar - commercial/industrial rooftop | PV | renewable power | solar | commercial/industrial rooftop | Technology-specific data | Inverter lifetime [years] | Inverter lifetime |  | years |  |  | 6 | ctrl | 2050 | 15
22 Rooftop PV commercial | PV - renewable power - solar - commercial/industrial rooftop | PV | renewable power | solar | commercial/industrial rooftop | Technology-specific data | Inverter lifetime [years] | Inverter lifetime |  | years |  |  | 6 | lower | 2050
22 Rooftop PV commercial | PV - renewable power - solar - commercial/industrial rooftop | PV | renewable power | solar | commercial/industrial rooftop | Technology-specific data | Inverter lifetime [years] | Inverter lifetime |  | years |  |  | 6 | upper | 2050
22 Rooftop PV commercial | PV - renewable power - solar - commercial/industrial rooftop | PV | renewable power | solar | commercial/industrial rooftop | Financial data | Nominal investment (grid connection) [2020-MEUR/MW_e] | Nominal investment | grid connection | MEUR/MW_e | 2020 |  |  | ctrl | 2015
22 Rooftop PV commercial | PV - renewable power - solar - commercial/industrial rooftop | PV | renewable power | solar | commercial/industrial rooftop | Financial data | Nominal investment (grid connection) [2020-MEUR/MW_e] | Nominal investment | grid connection | MEUR/MW_e | 2020 |  |  | ctrl | 2020 | 0.043616
22 Rooftop PV commercial | PV - renewable power - solar - commercial/industrial rooftop | PV | renewable power | solar | commercial/industrial rooftop | Financial data | Nominal investment (grid connection) [2020-MEUR/MW_e] | Nominal investment | grid connection | MEUR/MW_e | 2020 |  |  | lower | 2020 | 0.042876
22 Rooftop PV commercial | PV - renewable power - solar - commercial/industrial rooftop | PV | renewable power | solar | commercial/industrial rooftop | Financial data | Nominal investment (grid connection) [2020-MEUR/MW_e] | Nominal investment | grid connection | MEUR/MW_e | 2020 |  |  | upper | 2020 | 0.046203
22 Rooftop PV commercial | PV - renewable power - solar - commercial/industrial rooftop | PV | renewable power | solar | commercial/industrial rooftop | Financial data | Nominal investment (grid connection) [2020-MEUR/MW_e] | Nominal investment | grid connection | MEUR/MW_e | 2020 |  |  | ctrl | 2030 | 0.035138
22 Rooftop PV commercial | PV - renewable power - solar - commercial/industrial rooftop | PV | renewable power | solar | commercial/industrial rooftop | Financial data | Nominal investment (grid connection) [2020-MEUR/MW_e] | Nominal investment | grid connection | MEUR/MW_e | 2020 |  |  | ctrl | 2040 | 0.031542
22 Rooftop PV commercial | PV - renewable power - solar - commercial/industrial rooftop | PV | renewable power | solar | commercial/industrial rooftop | Financial data | Nominal investment (grid connection) [2020-MEUR/MW_e] | Nominal investment | grid connection | MEUR/MW_e | 2020 |  |  | ctrl | 2050 | 0.029781
22 Rooftop PV commercial | PV - renewable power - solar - commercial/industrial rooftop | PV | renewable power | solar | commercial/industrial rooftop | Financial data | Nominal investment (grid connection) [2020-MEUR/MW_e] | Nominal investment | grid connection | MEUR/MW_e | 2020 |  |  | lower | 2050 | 0.027284
22 Rooftop PV commercial | PV - renewable power - solar - commercial/industrial rooftop | PV | renewable power | solar | commercial/industrial rooftop | Financial data | Nominal investment (grid connection) [2020-MEUR/MW_e] | Nominal investment | grid connection | MEUR/MW_e | 2020 |  |  | upper | 2050 | 0.03347
22 Rooftop PV commercial | PV - renewable power - solar - commercial/industrial rooftop | PV | renewable power | solar | commercial/industrial rooftop | Financial data | Nominal investment (inverter) [2020-MEUR/MW_e] | Nominal investment | inverter | MEUR/MW_e | 2020 |  |  | ctrl | 2015
22 Rooftop PV commercial | PV - renewable power - solar - commercial/industrial rooftop | PV | renewable power | solar | commercial/industrial rooftop | Financial data | Nominal investment (inverter) [2020-MEUR/MW_e] | Nominal investment | inverter | MEUR/MW_e | 2020 |  |  | ctrl | 2020 | 0.17446
22 Rooftop PV commercial | PV - renewable power - solar - commercial/industrial rooftop | PV | renewable power | solar | commercial/industrial rooftop | Financial data | Nominal investment (inverter) [2020-MEUR/MW_e] | Nominal investment | inverter | MEUR/MW_e | 2020 |  |  | lower | 2020 | 0.17151
22 Rooftop PV commercial | PV - renewable power - solar - commercial/industrial rooftop | PV | renewable power | solar | commercial/industrial rooftop | Financial data | Nominal investment (inverter) [2020-MEUR/MW_e] | Nominal investment | inverter | MEUR/MW_e | 2020 |  |  | upper | 2020 | 0.18481
22 Rooftop PV commercial | PV - renewable power - solar - commercial/industrial rooftop | PV | renewable power | solar | commercial/industrial rooftop | Financial data | Nominal investment (inverter) [2020-MEUR/MW_e] | Nominal investment | inverter | MEUR/MW_e | 2020 |  |  | ctrl | 2030 | 0.11323
22 Rooftop PV commercial | PV - renewable power - solar - commercial/industrial rooftop | PV | renewable power | solar | commercial/industrial rooftop | Financial data | Nominal investment (inverter) [2020-MEUR/MW_e] | Nominal investment | inverter | MEUR/MW_e | 2020 |  |  | ctrl | 2040 | 0.091243
22 Rooftop PV commercial | PV - renewable power - solar - commercial/industrial rooftop | PV | renewable power | solar | commercial/industrial rooftop | Financial data | Nominal investment (inverter) [2020-MEUR/MW_e] | Nominal investment | inverter | MEUR/MW_e | 2020 |  |  | ctrl | 2050 | 0.081337
22 Rooftop PV commercial | PV - renewable power - solar - commercial/industrial rooftop | PV | renewable power | solar | commercial/industrial rooftop | Financial data | Nominal investment (inverter) [2020-MEUR/MW_e] | Nominal investment | inverter | MEUR/MW_e | 2020 |  |  | lower | 2050 | 0.069449
22 Rooftop PV commercial | PV - renewable power - solar - commercial/industrial rooftop | PV | renewable power | solar | commercial/industrial rooftop | Financial data | Nominal investment (inverter) [2020-MEUR/MW_e] | Nominal investment | inverter | MEUR/MW_e | 2020 |  |  | upper | 2050 | 0.096983
22 Rooftop PV commercial | PV - renewable power - solar - commercial/industrial rooftop | PV | renewable power | solar | commercial/industrial rooftop | Financial data | Nominal investment (pv modules) [2020-MEUR/MW_e] | Nominal investment | pv modules | MEUR/MW_e | 2020 | M,O |  | ctrl | 2015 | 0.8136
22 Rooftop PV commercial | PV - renewable power - solar - commercial/industrial rooftop | PV | renewable power | solar | commercial/industrial rooftop | Financial data | Nominal investment (pv modules) [2020-MEUR/MW_e] | Nominal investment | pv modules | MEUR/MW_e | 2020 | M,O |  | ctrl | 2020 | 0.43616
22 Rooftop PV commercial | PV - renewable power - solar - commercial/industrial rooftop | PV | renewable power | solar | commercial/industrial rooftop | Financial data | Nominal investment (pv modules) [2020-MEUR/MW_e] | Nominal investment | pv modules | MEUR/MW_e | 2020 | M,O |  | lower | 2020 | 0.42876
22 Rooftop PV commercial | PV - renewable power - solar - commercial/industrial rooftop | PV | renewable power | solar | commercial/industrial rooftop | Financial data | Nominal investment (pv modules) [2020-MEUR/MW_e] | Nominal investment | pv modules | MEUR/MW_e | 2020 | M,O |  | upper | 2020 | 0.46203
22 Rooftop PV commercial | PV - renewable power - solar - commercial/industrial rooftop | PV | renewable power | solar | commercial/industrial rooftop | Financial data | Nominal investment (pv modules) [2020-MEUR/MW_e] | Nominal investment | pv modules | MEUR/MW_e | 2020 | M,O |  | ctrl | 2030 | 0.24174
22 Rooftop PV commercial | PV - renewable power - solar - commercial/industrial rooftop | PV | renewable power | solar | commercial/industrial rooftop | Financial data | Nominal investment (pv modules) [2020-MEUR/MW_e] | Nominal investment | pv modules | MEUR/MW_e | 2020 | M,O |  | ctrl | 2040 | 0.18002
22 Rooftop PV commercial | PV - renewable power - solar - commercial/industrial rooftop | PV | renewable power | solar | commercial/industrial rooftop | Financial data | Nominal investment (pv modules) [2020-MEUR/MW_e] | Nominal investment | pv modules | MEUR/MW_e | 2020 | M,O |  | ctrl | 2050 | 0.15388
22 Rooftop PV commercial | PV - renewable power - solar - commercial/industrial rooftop | PV | renewable power | solar | commercial/industrial rooftop | Financial data | Nominal investment (pv modules) [2020-MEUR/MW_e] | Nominal investment | pv modules | MEUR/MW_e | 2020 | M,O |  | lower | 2050 | 0.1248
22 Rooftop PV commercial | PV - renewable power - solar - commercial/industrial rooftop | PV | renewable power | solar | commercial/industrial rooftop | Financial data | Nominal investment (pv modules) [2020-MEUR/MW_e] | Nominal investment | pv modules | MEUR/MW_e | 2020 | M,O |  | upper | 2050 | 0.28986
22 Rooftop PV commercial | PV - renewable power - solar - commercial/industrial rooftop | PV | renewable power | solar | commercial/industrial rooftop | Technology-specific data | Nominal investment (installation, per DC) [2020-MEUR/MW_e] | Nominal investment | installation, per DC | MEUR/MW_e | 2020 |  |  | ctrl | 2015
22 Rooftop PV commercial | PV - renewable power - solar - commercial/industrial rooftop | PV | renewable power | solar | commercial/industrial rooftop | Technology-specific data | Nominal investment (installation, per DC) [2020-MEUR/MW_e] | Nominal investment | installation, per DC | MEUR/MW_e | 2020 |  |  | ctrl | 2020 | 0.11895
22 Rooftop PV commercial | PV - renewable power - solar - commercial/industrial rooftop | PV | renewable power | solar | commercial/industrial rooftop | Technology-specific data | Nominal investment (installation, per DC) [2020-MEUR/MW_e] | Nominal investment | installation, per DC | MEUR/MW_e | 2020 |  |  | lower | 2020 | 0.11694
22 Rooftop PV commercial | PV - renewable power - solar - commercial/industrial rooftop | PV | renewable power | solar | commercial/industrial rooftop | Technology-specific data | Nominal investment (installation, per DC) [2020-MEUR/MW_e] | Nominal investment | installation, per DC | MEUR/MW_e | 2020 |  |  | upper | 2020 | 0.12601
22 Rooftop PV commercial | PV - renewable power - solar - commercial/industrial rooftop | PV | renewable power | solar | commercial/industrial rooftop | Technology-specific data | Nominal investment (installation, per DC) [2020-MEUR/MW_e] | Nominal investment | installation, per DC | MEUR/MW_e | 2020 |  |  | ctrl | 2030 | 0.095831
22 Rooftop PV commercial | PV - renewable power - solar - commercial/industrial rooftop | PV | renewable power | solar | commercial/industrial rooftop | Technology-specific data | Nominal investment (installation, per DC) [2020-MEUR/MW_e] | Nominal investment | installation, per DC | MEUR/MW_e | 2020 |  |  | ctrl | 2040 | 0.086024
22 Rooftop PV commercial | PV - renewable power - solar - commercial/industrial rooftop | PV | renewable power | solar | commercial/industrial rooftop | Technology-specific data | Nominal investment (installation, per DC) [2020-MEUR/MW_e] | Nominal investment | installation, per DC | MEUR/MW_e | 2020 |  |  | ctrl | 2050 | 0.08122
22 Rooftop PV commercial | PV - renewable power - solar - commercial/industrial rooftop | PV | renewable power | solar | commercial/industrial rooftop | Technology-specific data | Nominal investment (installation, per DC) [2020-MEUR/MW_e] | Nominal investment | installation, per DC | MEUR/MW_e | 2020 |  |  | lower | 2050 | 0.074411
22 Rooftop PV commercial | PV - renewable power - solar - commercial/industrial rooftop | PV | renewable power | solar | commercial/industrial rooftop | Technology-specific data | Nominal investment (installation, per DC) [2020-MEUR/MW_e] | Nominal investment | installation, per DC | MEUR/MW_e | 2020 |  |  | upper | 2050 | 0.091281
22 Rooftop PV commercial | PV - renewable power - solar - commercial/industrial rooftop | PV | renewable power | solar | commercial/industrial rooftop | Technology-specific data | Nominal investment (inverter, per DC) [2020-MEUR/MW_e] | Nominal investment | inverter, per DC | MEUR/MW_e | 2020 |  |  | ctrl | 2015
22 Rooftop PV commercial | PV - renewable power - solar - commercial/industrial rooftop | PV | renewable power | solar | commercial/industrial rooftop | Technology-specific data | Nominal investment (inverter, per DC) [2020-MEUR/MW_e] | Nominal investment | inverter, per DC | MEUR/MW_e | 2020 |  |  | ctrl | 2020 | 0.1586
22 Rooftop PV commercial | PV - renewable power - solar - commercial/industrial rooftop | PV | renewable power | solar | commercial/industrial rooftop | Technology-specific data | Nominal investment (inverter, per DC) [2020-MEUR/MW_e] | Nominal investment | inverter, per DC | MEUR/MW_e | 2020 |  |  | lower | 2020 | 0.15591
22 Rooftop PV commercial | PV - renewable power - solar - commercial/industrial rooftop | PV | renewable power | solar | commercial/industrial rooftop | Technology-specific data | Nominal investment (inverter, per DC) [2020-MEUR/MW_e] | Nominal investment | inverter, per DC | MEUR/MW_e | 2020 |  |  | upper | 2020 | 0.16801
22 Rooftop PV commercial | PV - renewable power - solar - commercial/industrial rooftop | PV | renewable power | solar | commercial/industrial rooftop | Technology-specific data | Nominal investment (inverter, per DC) [2020-MEUR/MW_e] | Nominal investment | inverter, per DC | MEUR/MW_e | 2020 |  |  | ctrl | 2030 | 0.10294
22 Rooftop PV commercial | PV - renewable power - solar - commercial/industrial rooftop | PV | renewable power | solar | commercial/industrial rooftop | Technology-specific data | Nominal investment (inverter, per DC) [2020-MEUR/MW_e] | Nominal investment | inverter, per DC | MEUR/MW_e | 2020 |  |  | ctrl | 2040 | 0.082948
22 Rooftop PV commercial | PV - renewable power - solar - commercial/industrial rooftop | PV | renewable power | solar | commercial/industrial rooftop | Technology-specific data | Nominal investment (inverter, per DC) [2020-MEUR/MW_e] | Nominal investment | inverter, per DC | MEUR/MW_e | 2020 |  |  | ctrl | 2050 | 0.073943
22 Rooftop PV commercial | PV - renewable power - solar - commercial/industrial rooftop | PV | renewable power | solar | commercial/industrial rooftop | Technology-specific data | Nominal investment (inverter, per DC) [2020-MEUR/MW_e] | Nominal investment | inverter, per DC | MEUR/MW_e | 2020 |  |  | lower | 2050 | 0.063135
22 Rooftop PV commercial | PV - renewable power - solar - commercial/industrial rooftop | PV | renewable power | solar | commercial/industrial rooftop | Technology-specific data | Nominal investment (inverter, per DC) [2020-MEUR/MW_e] | Nominal investment | inverter, per DC | MEUR/MW_e | 2020 |  |  | upper | 2050 | 0.088166
22 Rooftop PV commercial | PV - renewable power - solar - commercial/industrial rooftop | PV | renewable power | solar | commercial/industrial rooftop | Technology-specific data | Nominal investment (other, i.e. residual balance of plant, per DC) [2020-MEUR/MW_e] | Nominal investment | other, i.e. residual balance of plant, per DC | MEUR/MW_e | 2020 |  |  | ctrl | 2015 | 0.55797
22 Rooftop PV commercial | PV - renewable power - solar - commercial/industrial rooftop | PV | renewable power | solar | commercial/industrial rooftop | Technology-specific data | Nominal investment (other, i.e. residual balance of plant, per DC) [2020-MEUR/MW_e] | Nominal investment | other, i.e. residual balance of plant, per DC | MEUR/MW_e | 2020 |  |  | ctrl | 2020 | 0.079301
22 Rooftop PV commercial | PV - renewable power - solar - commercial/industrial rooftop | PV | renewable power | solar | commercial/industrial rooftop | Technology-specific data | Nominal investment (other, i.e. residual balance of plant, per DC) [2020-MEUR/MW_e] | Nominal investment | other, i.e. residual balance of plant, per DC | MEUR/MW_e | 2020 |  |  | lower | 2020 | 0.077957
22 Rooftop PV commercial | PV - renewable power - solar - commercial/industrial rooftop | PV | renewable power | solar | commercial/industrial rooftop | Technology-specific data | Nominal investment (other, i.e. residual balance of plant, per DC) [2020-MEUR/MW_e] | Nominal investment | other, i.e. residual balance of plant, per DC | MEUR/MW_e | 2020 |  |  | upper | 2020 | 0.084005
22 Rooftop PV commercial | PV - renewable power - solar - commercial/industrial rooftop | PV | renewable power | solar | commercial/industrial rooftop | Technology-specific data | Nominal investment (other, i.e. residual balance of plant, per DC) [2020-MEUR/MW_e] | Nominal investment | other, i.e. residual balance of plant, per DC | MEUR/MW_e | 2020 |  |  | ctrl | 2030 | 0.063888
22 Rooftop PV commercial | PV - renewable power - solar - commercial/industrial rooftop | PV | renewable power | solar | commercial/industrial rooftop | Technology-specific data | Nominal investment (other, i.e. residual balance of plant, per DC) [2020-MEUR/MW_e] | Nominal investment | other, i.e. residual balance of plant, per DC | MEUR/MW_e | 2020 |  |  | ctrl | 2040 | 0.057349
22 Rooftop PV commercial | PV - renewable power - solar - commercial/industrial rooftop | PV | renewable power | solar | commercial/industrial rooftop | Technology-specific data | Nominal investment (other, i.e. residual balance of plant, per DC) [2020-MEUR/MW_e] | Nominal investment | other, i.e. residual balance of plant, per DC | MEUR/MW_e | 2020 |  |  | ctrl | 2050 | 0.054147
22 Rooftop PV commercial | PV - renewable power - solar - commercial/industrial rooftop | PV | renewable power | solar | commercial/industrial rooftop | Technology-specific data | Nominal investment (other, i.e. residual balance of plant, per DC) [2020-MEUR/MW_e] | Nominal investment | other, i.e. residual balance of plant, per DC | MEUR/MW_e | 2020 |  |  | lower | 2050 | 0.049608
22 Rooftop PV commercial | PV - renewable power - solar - commercial/industrial rooftop | PV | renewable power | solar | commercial/industrial rooftop | Technology-specific data | Nominal investment (other, i.e. residual balance of plant, per DC) [2020-MEUR/MW_e] | Nominal investment | other, i.e. residual balance of plant, per DC | MEUR/MW_e | 2020 |  |  | upper | 2050 | 0.060854
22 Rooftop PV commercial | PV - renewable power - solar - commercial/industrial rooftop | PV | renewable power | solar | commercial/industrial rooftop | Financial data | Nominal investment (other, i.e. residual balance of plant) [2020-MEUR/MW_e] | Nominal investment | other, i.e. residual balance of plant | MEUR/MW_e | 2020 |  |  | ctrl | 2015 | 0.61377
22 Rooftop PV commercial | PV - renewable power - solar - commercial/industrial rooftop | PV | renewable power | solar | commercial/industrial rooftop | Financial data | Nominal investment (other, i.e. residual balance of plant) [2020-MEUR/MW_e] | Nominal investment | other, i.e. residual balance of plant | MEUR/MW_e | 2020 |  |  | ctrl | 2020 | 0.087231
22 Rooftop PV commercial | PV - renewable power - solar - commercial/industrial rooftop | PV | renewable power | solar | commercial/industrial rooftop | Financial data | Nominal investment (other, i.e. residual balance of plant) [2020-MEUR/MW_e] | Nominal investment | other, i.e. residual balance of plant | MEUR/MW_e | 2020 |  |  | lower | 2020 | 0.085753
22 Rooftop PV commercial | PV - renewable power - solar - commercial/industrial rooftop | PV | renewable power | solar | commercial/industrial rooftop | Financial data | Nominal investment (other, i.e. residual balance of plant) [2020-MEUR/MW_e] | Nominal investment | other, i.e. residual balance of plant | MEUR/MW_e | 2020 |  |  | upper | 2020 | 0.092406
22 Rooftop PV commercial | PV - renewable power - solar - commercial/industrial rooftop | PV | renewable power | solar | commercial/industrial rooftop | Financial data | Nominal investment (other, i.e. residual balance of plant) [2020-MEUR/MW_e] | Nominal investment | other, i.e. residual balance of plant | MEUR/MW_e | 2020 |  |  | ctrl | 2030 | 0.070276
22 Rooftop PV commercial | PV - renewable power - solar - commercial/industrial rooftop | PV | renewable power | solar | commercial/industrial rooftop | Financial data | Nominal investment (other, i.e. residual balance of plant) [2020-MEUR/MW_e] | Nominal investment | other, i.e. residual balance of plant | MEUR/MW_e | 2020 |  |  | ctrl | 2040 | 0.063084
22 Rooftop PV commercial | PV - renewable power - solar - commercial/industrial rooftop | PV | renewable power | solar | commercial/industrial rooftop | Financial data | Nominal investment (other, i.e. residual balance of plant) [2020-MEUR/MW_e] | Nominal investment | other, i.e. residual balance of plant | MEUR/MW_e | 2020 |  |  | ctrl | 2050 | 0.059561
22 Rooftop PV commercial | PV - renewable power - solar - commercial/industrial rooftop | PV | renewable power | solar | commercial/industrial rooftop | Financial data | Nominal investment (other, i.e. residual balance of plant) [2020-MEUR/MW_e] | Nominal investment | other, i.e. residual balance of plant | MEUR/MW_e | 2020 |  |  | lower | 2050 | 0.054568
22 Rooftop PV commercial | PV - renewable power - solar - commercial/industrial rooftop | PV | renewable power | solar | commercial/industrial rooftop | Financial data | Nominal investment (other, i.e. residual balance of plant) [2020-MEUR/MW_e] | Nominal investment | other, i.e. residual balance of plant | MEUR/MW_e | 2020 |  |  | upper | 2050 | 0.066939
22 Rooftop PV commercial | PV - renewable power - solar - commercial/industrial rooftop | PV | renewable power | solar | commercial/industrial rooftop | Financial data | Nominal investment (soft costs) [2020-MEUR/MW_e] | Nominal investment | soft costs | MEUR/MW_e | 2020 |  |  | ctrl | 2015
22 Rooftop PV commercial | PV - renewable power - solar - commercial/industrial rooftop | PV | renewable power | solar | commercial/industrial rooftop | Financial data | Nominal investment (soft costs) [2020-MEUR/MW_e] | Nominal investment | soft costs | MEUR/MW_e | 2020 |  |  | ctrl | 2020
22 Rooftop PV commercial | PV - renewable power - solar - commercial/industrial rooftop | PV | renewable power | solar | commercial/industrial rooftop | Financial data | Nominal investment (soft costs) [2020-MEUR/MW_e] | Nominal investment | soft costs | MEUR/MW_e | 2020 |  |  | lower | 2020
22 Rooftop PV commercial | PV - renewable power - solar - commercial/industrial rooftop | PV | renewable power | solar | commercial/industrial rooftop | Financial data | Nominal investment (soft costs) [2020-MEUR/MW_e] | Nominal investment | soft costs | MEUR/MW_e | 2020 |  |  | upper | 2020
22 Rooftop PV commercial | PV - renewable power - solar - commercial/industrial rooftop | PV | renewable power | solar | commercial/industrial rooftop | Financial data | Nominal investment (soft costs) [2020-MEUR/MW_e] | Nominal investment | soft costs | MEUR/MW_e | 2020 |  |  | ctrl | 2030
22 Rooftop PV commercial | PV - renewable power - solar - commercial/industrial rooftop | PV | renewable power | solar | commercial/industrial rooftop | Financial data | Nominal investment (soft costs) [2020-MEUR/MW_e] | Nominal investment | soft costs | MEUR/MW_e | 2020 |  |  | ctrl | 2040
22 Rooftop PV commercial | PV - renewable power - solar - commercial/industrial rooftop | PV | renewable power | solar | commercial/industrial rooftop | Financial data | Nominal investment (soft costs) [2020-MEUR/MW_e] | Nominal investment | soft costs | MEUR/MW_e | 2020 |  |  | ctrl | 2050
22 Rooftop PV commercial | PV - renewable power - solar - commercial/industrial rooftop | PV | renewable power | solar | commercial/industrial rooftop | Financial data | Nominal investment (soft costs) [2020-MEUR/MW_e] | Nominal investment | soft costs | MEUR/MW_e | 2020 |  |  | lower | 2050
22 Rooftop PV commercial | PV - renewable power - solar - commercial/industrial rooftop | PV | renewable power | solar | commercial/industrial rooftop | Financial data | Nominal investment (soft costs) [2020-MEUR/MW_e] | Nominal investment | soft costs | MEUR/MW_e | 2020 |  |  | upper | 2050
22 Rooftop PV commercial | PV - renewable power - solar - commercial/industrial rooftop | PV | renewable power | solar | commercial/industrial rooftop | Technology-specific data | Nominal investment (pv module, per DC) [2020-MEUR/MW_e] | Nominal investment | pv module, per DC | MEUR/MW_e | 2020 | M,O |  | ctrl | 2015 | 0.73963
22 Rooftop PV commercial | PV - renewable power - solar - commercial/industrial rooftop | PV | renewable power | solar | commercial/industrial rooftop | Technology-specific data | Nominal investment (pv module, per DC) [2020-MEUR/MW_e] | Nominal investment | pv module, per DC | MEUR/MW_e | 2020 | M,O |  | ctrl | 2020 | 0.39651
22 Rooftop PV commercial | PV - renewable power - solar - commercial/industrial rooftop | PV | renewable power | solar | commercial/industrial rooftop | Technology-specific data | Nominal investment (pv module, per DC) [2020-MEUR/MW_e] | Nominal investment | pv module, per DC | MEUR/MW_e | 2020 | M,O |  | lower | 2020 | 0.38978
22 Rooftop PV commercial | PV - renewable power - solar - commercial/industrial rooftop | PV | renewable power | solar | commercial/industrial rooftop | Technology-specific data | Nominal investment (pv module, per DC) [2020-MEUR/MW_e] | Nominal investment | pv module, per DC | MEUR/MW_e | 2020 | M,O |  | upper | 2020 | 0.42003
22 Rooftop PV commercial | PV - renewable power - solar - commercial/industrial rooftop | PV | renewable power | solar | commercial/industrial rooftop | Technology-specific data | Nominal investment (pv module, per DC) [2020-MEUR/MW_e] | Nominal investment | pv module, per DC | MEUR/MW_e | 2020 | M,O |  | ctrl | 2030 | 0.21977
22 Rooftop PV commercial | PV - renewable power - solar - commercial/industrial rooftop | PV | renewable power | solar | commercial/industrial rooftop | Technology-specific data | Nominal investment (pv module, per DC) [2020-MEUR/MW_e] | Nominal investment | pv module, per DC | MEUR/MW_e | 2020 | M,O |  | ctrl | 2040 | 0.16366
22 Rooftop PV commercial | PV - renewable power - solar - commercial/industrial rooftop | PV | renewable power | solar | commercial/industrial rooftop | Technology-specific data | Nominal investment (pv module, per DC) [2020-MEUR/MW_e] | Nominal investment | pv module, per DC | MEUR/MW_e | 2020 | M,O |  | ctrl | 2050 | 0.13989
22 Rooftop PV commercial | PV - renewable power - solar - commercial/industrial rooftop | PV | renewable power | solar | commercial/industrial rooftop | Technology-specific data | Nominal investment (pv module, per DC) [2020-MEUR/MW_e] | Nominal investment | pv module, per DC | MEUR/MW_e | 2020 | M,O |  | lower | 2050 | 0.11345
22 Rooftop PV commercial | PV - renewable power - solar - commercial/industrial rooftop | PV | renewable power | solar | commercial/industrial rooftop | Technology-specific data | Nominal investment (pv module, per DC) [2020-MEUR/MW_e] | Nominal investment | pv module, per DC | MEUR/MW_e | 2020 | M,O |  | upper | 2050 | 0.26351
22 Rooftop PV commercial | PV - renewable power - solar - commercial/industrial rooftop | PV | renewable power | solar | commercial/industrial rooftop | Technology-specific data | Nominal investment (transformer and grid connection, per DC) [2020-MEUR/MW_e] | Nominal investment | transformer and grid connection, per DC | MEUR/MW_e | 2020 |  |  | ctrl | 2015
22 Rooftop PV commercial | PV - renewable power - solar - commercial/industrial rooftop | PV | renewable power | solar | commercial/industrial rooftop | Technology-specific data | Nominal investment (transformer and grid connection, per DC) [2020-MEUR/MW_e] | Nominal investment | transformer and grid connection, per DC | MEUR/MW_e | 2020 |  |  | ctrl | 2020 | 0.039651
22 Rooftop PV commercial | PV - renewable power - solar - commercial/industrial rooftop | PV | renewable power | solar | commercial/industrial rooftop | Technology-specific data | Nominal investment (transformer and grid connection, per DC) [2020-MEUR/MW_e] | Nominal investment | transformer and grid connection, per DC | MEUR/MW_e | 2020 |  |  | lower | 2020 | 0.038978
22 Rooftop PV commercial | PV - renewable power - solar - commercial/industrial rooftop | PV | renewable power | solar | commercial/industrial rooftop | Technology-specific data | Nominal investment (transformer and grid connection, per DC) [2020-MEUR/MW_e] | Nominal investment | transformer and grid connection, per DC | MEUR/MW_e | 2020 |  |  | upper | 2020 | 0.042003
22 Rooftop PV commercial | PV - renewable power - solar - commercial/industrial rooftop | PV | renewable power | solar | commercial/industrial rooftop | Technology-specific data | Nominal investment (transformer and grid connection, per DC) [2020-MEUR/MW_e] | Nominal investment | transformer and grid connection, per DC | MEUR/MW_e | 2020 |  |  | ctrl | 2030 | 0.031944
22 Rooftop PV commercial | PV - renewable power - solar - commercial/industrial rooftop | PV | renewable power | solar | commercial/industrial rooftop | Technology-specific data | Nominal investment (transformer and grid connection, per DC) [2020-MEUR/MW_e] | Nominal investment | transformer and grid connection, per DC | MEUR/MW_e | 2020 |  |  | ctrl | 2040 | 0.028675
22 Rooftop PV commercial | PV - renewable power - solar - commercial/industrial rooftop | PV | renewable power | solar | commercial/industrial rooftop | Technology-specific data | Nominal investment (transformer and grid connection, per DC) [2020-MEUR/MW_e] | Nominal investment | transformer and grid connection, per DC | MEUR/MW_e | 2020 |  |  | ctrl | 2050 | 0.027073
22 Rooftop PV commercial | PV - renewable power - solar - commercial/industrial rooftop | PV | renewable power | solar | commercial/industrial rooftop | Technology-specific data | Nominal investment (transformer and grid connection, per DC) [2020-MEUR/MW_e] | Nominal investment | transformer and grid connection, per DC | MEUR/MW_e | 2020 |  |  | lower | 2050 | 0.024804
22 Rooftop PV commercial | PV - renewable power - solar - commercial/industrial rooftop | PV | renewable power | solar | commercial/industrial rooftop | Technology-specific data | Nominal investment (transformer and grid connection, per DC) [2020-MEUR/MW_e] | Nominal investment | transformer and grid connection, per DC | MEUR/MW_e | 2020 |  |  | upper | 2050 | 0.030427
22 Rooftop PV commercial | PV - renewable power - solar - commercial/industrial rooftop | PV | renewable power | solar | commercial/industrial rooftop | Technology-specific data | PV module conversion efficiency [] | PV module conversion efficiency |  | [] |  | U | 3 | ctrl | 2015 | 0.165
22 Rooftop PV commercial | PV - renewable power - solar - commercial/industrial rooftop | PV | renewable power | solar | commercial/industrial rooftop | Technology-specific data | PV module conversion efficiency [] | PV module conversion efficiency |  | [] |  | U | 3 | ctrl | 2020 | 0.205
22 Rooftop PV commercial | PV - renewable power - solar - commercial/industrial rooftop | PV | renewable power | solar | commercial/industrial rooftop | Technology-specific data | PV module conversion efficiency [] | PV module conversion efficiency |  | [] |  | U | 3 | lower | 2020
22 Rooftop PV commercial | PV - renewable power - solar - commercial/industrial rooftop | PV | renewable power | solar | commercial/industrial rooftop | Technology-specific data | PV module conversion efficiency [] | PV module conversion efficiency |  | [] |  | U | 3 | upper | 2020
22 Rooftop PV commercial | PV - renewable power - solar - commercial/industrial rooftop | PV | renewable power | solar | commercial/industrial rooftop | Technology-specific data | PV module conversion efficiency [] | PV module conversion efficiency |  | [] |  | U | 3 | ctrl | 2030 | 0.23
22 Rooftop PV commercial | PV - renewable power - solar - commercial/industrial rooftop | PV | renewable power | solar | commercial/industrial rooftop | Technology-specific data | PV module conversion efficiency [] | PV module conversion efficiency |  | [] |  | U | 3 | ctrl | 2040 | 0.245
22 Rooftop PV commercial | PV - renewable power - solar - commercial/industrial rooftop | PV | renewable power | solar | commercial/industrial rooftop | Technology-specific data | PV module conversion efficiency [] | PV module conversion efficiency |  | [] |  | U | 3 | ctrl | 2050 | 0.26
22 Rooftop PV commercial | PV - renewable power - solar - commercial/industrial rooftop | PV | renewable power | solar | commercial/industrial rooftop | Technology-specific data | PV module conversion efficiency [] | PV module conversion efficiency |  | [] |  | U | 3 | lower | 2050
22 Rooftop PV commercial | PV - renewable power - solar - commercial/industrial rooftop | PV | renewable power | solar | commercial/industrial rooftop | Technology-specific data | PV module conversion efficiency [] | PV module conversion efficiency |  | [] |  | U | 3 | upper | 2050
22 Rooftop PV commercial | PV - renewable power - solar - commercial/industrial rooftop | PV | renewable power | solar | commercial/industrial rooftop | Technology-specific data | Performance ratio (contribution from bifaciality) [] | Performance ratio | contribution from bifaciality | [] |  |  | 3 | ctrl | 2015 | 0
22 Rooftop PV commercial | PV - renewable power - solar - commercial/industrial rooftop | PV | renewable power | solar | commercial/industrial rooftop | Technology-specific data | Performance ratio (contribution from bifaciality) [] | Performance ratio | contribution from bifaciality | [] |  |  | 3 | ctrl | 2020 | 0
22 Rooftop PV commercial | PV - renewable power - solar - commercial/industrial rooftop | PV | renewable power | solar | commercial/industrial rooftop | Technology-specific data | Performance ratio (contribution from bifaciality) [] | Performance ratio | contribution from bifaciality | [] |  |  | 3 | lower | 2020
22 Rooftop PV commercial | PV - renewable power - solar - commercial/industrial rooftop | PV | renewable power | solar | commercial/industrial rooftop | Technology-specific data | Performance ratio (contribution from bifaciality) [] | Performance ratio | contribution from bifaciality | [] |  |  | 3 | upper | 2020
22 Rooftop PV commercial | PV - renewable power - solar - commercial/industrial rooftop | PV | renewable power | solar | commercial/industrial rooftop | Technology-specific data | Performance ratio (contribution from bifaciality) [] | Performance ratio | contribution from bifaciality | [] |  |  | 3 | ctrl | 2030 | 0
22 Rooftop PV commercial | PV - renewable power - solar - commercial/industrial rooftop | PV | renewable power | solar | commercial/industrial rooftop | Technology-specific data | Performance ratio (contribution from bifaciality) [] | Performance ratio | contribution from bifaciality | [] |  |  | 3 | ctrl | 2040 | 0.01
22 Rooftop PV commercial | PV - renewable power - solar - commercial/industrial rooftop | PV | renewable power | solar | commercial/industrial rooftop | Technology-specific data | Performance ratio (contribution from bifaciality) [] | Performance ratio | contribution from bifaciality | [] |  |  | 3 | ctrl | 2050 | 0.02
22 Rooftop PV commercial | PV - renewable power - solar - commercial/industrial rooftop | PV | renewable power | solar | commercial/industrial rooftop | Technology-specific data | Performance ratio (contribution from bifaciality) [] | Performance ratio | contribution from bifaciality | [] |  |  | 3 | lower | 2050
22 Rooftop PV commercial | PV - renewable power - solar - commercial/industrial rooftop | PV | renewable power | solar | commercial/industrial rooftop | Technology-specific data | Performance ratio (contribution from bifaciality) [] | Performance ratio | contribution from bifaciality | [] |  |  | 3 | upper | 2050
22 Rooftop PV commercial | PV - renewable power - solar - commercial/industrial rooftop | PV | renewable power | solar | commercial/industrial rooftop | Technology-specific data | Performance ratio (measure of combined losses) [] | Performance ratio | measure of combined losses | [] |  | F |  | ctrl | 2015 | 0.81
22 Rooftop PV commercial | PV - renewable power - solar - commercial/industrial rooftop | PV | renewable power | solar | commercial/industrial rooftop | Technology-specific data | Performance ratio (measure of combined losses) [] | Performance ratio | measure of combined losses | [] |  | F |  | ctrl | 2020 | 0.86
22 Rooftop PV commercial | PV - renewable power - solar - commercial/industrial rooftop | PV | renewable power | solar | commercial/industrial rooftop | Technology-specific data | Performance ratio (measure of combined losses) [] | Performance ratio | measure of combined losses | [] |  | F |  | lower | 2020
22 Rooftop PV commercial | PV - renewable power - solar - commercial/industrial rooftop | PV | renewable power | solar | commercial/industrial rooftop | Technology-specific data | Performance ratio (measure of combined losses) [] | Performance ratio | measure of combined losses | [] |  | F |  | upper | 2020
22 Rooftop PV commercial | PV - renewable power - solar - commercial/industrial rooftop | PV | renewable power | solar | commercial/industrial rooftop | Technology-specific data | Performance ratio (measure of combined losses) [] | Performance ratio | measure of combined losses | [] |  | F |  | ctrl | 2030 | 0.95
22 Rooftop PV commercial | PV - renewable power - solar - commercial/industrial rooftop | PV | renewable power | solar | commercial/industrial rooftop | Technology-specific data | Performance ratio (measure of combined losses) [] | Performance ratio | measure of combined losses | [] |  | F |  | ctrl | 2040 | 0.96
22 Rooftop PV commercial | PV - renewable power - solar - commercial/industrial rooftop | PV | renewable power | solar | commercial/industrial rooftop | Technology-specific data | Performance ratio (measure of combined losses) [] | Performance ratio | measure of combined losses | [] |  | F |  | ctrl | 2050 | 0.97
22 Rooftop PV commercial | PV - renewable power - solar - commercial/industrial rooftop | PV | renewable power | solar | commercial/industrial rooftop | Technology-specific data | Performance ratio (measure of combined losses) [] | Performance ratio | measure of combined losses | [] |  | F |  | lower | 2050
22 Rooftop PV commercial | PV - renewable power - solar - commercial/industrial rooftop | PV | renewable power | solar | commercial/industrial rooftop | Technology-specific data | Performance ratio (measure of combined losses) [] | Performance ratio | measure of combined losses | [] |  | F |  | upper | 2050
22 Rooftop PV commercial | PV - renewable power - solar - commercial/industrial rooftop | PV | renewable power | solar | commercial/industrial rooftop | Technology-specific data | Sizing factor (DC/AC) [W_e/W_e] | Sizing factor | DC/AC | W_e/W_e |  | D | 6 | ctrl | 2015 | 1.1
22 Rooftop PV commercial | PV - renewable power - solar - commercial/industrial rooftop | PV | renewable power | solar | commercial/industrial rooftop | Technology-specific data | Sizing factor (DC/AC) [W_e/W_e] | Sizing factor | DC/AC | W_e/W_e |  | D | 6 | ctrl | 2020 | 1.1
22 Rooftop PV commercial | PV - renewable power - solar - commercial/industrial rooftop | PV | renewable power | solar | commercial/industrial rooftop | Technology-specific data | Sizing factor (DC/AC) [W_e/W_e] | Sizing factor | DC/AC | W_e/W_e |  | D | 6 | lower | 2020
22 Rooftop PV commercial | PV - renewable power - solar - commercial/industrial rooftop | PV | renewable power | solar | commercial/industrial rooftop | Technology-specific data | Sizing factor (DC/AC) [W_e/W_e] | Sizing factor | DC/AC | W_e/W_e |  | D | 6 | upper | 2020
22 Rooftop PV commercial | PV - renewable power - solar - commercial/industrial rooftop | PV | renewable power | solar | commercial/industrial rooftop | Technology-specific data | Sizing factor (DC/AC) [W_e/W_e] | Sizing factor | DC/AC | W_e/W_e |  | D | 6 | ctrl | 2030 | 1.1
22 Rooftop PV commercial | PV - renewable power - solar - commercial/industrial rooftop | PV | renewable power | solar | commercial/industrial rooftop | Technology-specific data | Sizing factor (DC/AC) [W_e/W_e] | Sizing factor | DC/AC | W_e/W_e |  | D | 6 | ctrl | 2040 | 1.1
22 Rooftop PV commercial | PV - renewable power - solar - commercial/industrial rooftop | PV | renewable power | solar | commercial/industrial rooftop | Technology-specific data | Sizing factor (DC/AC) [W_e/W_e] | Sizing factor | DC/AC | W_e/W_e |  | D | 6 | ctrl | 2050 | 1.1
22 Rooftop PV commercial | PV - renewable power - solar - commercial/industrial rooftop | PV | renewable power | solar | commercial/industrial rooftop | Technology-specific data | Sizing factor (DC/AC) [W_e/W_e] | Sizing factor | DC/AC | W_e/W_e |  | D | 6 | lower | 2050
22 Rooftop PV commercial | PV - renewable power - solar - commercial/industrial rooftop | PV | renewable power | solar | commercial/industrial rooftop | Technology-specific data | Sizing factor (DC/AC) [W_e/W_e] | Sizing factor | DC/AC | W_e/W_e |  | D | 6 | upper | 2050
22 Rooftop PV commercial | PV - renewable power - solar - commercial/industrial rooftop | PV | renewable power | solar | commercial/industrial rooftop | Technology-specific data | Space requirement (per DC) [1000m2/MW_e] | Space requirement | per DC | 1000m2/MW_e |  | W | 6 | ctrl | 2015 | 6.0606
22 Rooftop PV commercial | PV - renewable power - solar - commercial/industrial rooftop | PV | renewable power | solar | commercial/industrial rooftop | Technology-specific data | Space requirement (per DC) [1000m2/MW_e] | Space requirement | per DC | 1000m2/MW_e |  | W | 6 | ctrl | 2020 | 4.878
22 Rooftop PV commercial | PV - renewable power - solar - commercial/industrial rooftop | PV | renewable power | solar | commercial/industrial rooftop | Technology-specific data | Space requirement (per DC) [1000m2/MW_e] | Space requirement | per DC | 1000m2/MW_e |  | W | 6 | lower | 2020
22 Rooftop PV commercial | PV - renewable power - solar - commercial/industrial rooftop | PV | renewable power | solar | commercial/industrial rooftop | Technology-specific data | Space requirement (per DC) [1000m2/MW_e] | Space requirement | per DC | 1000m2/MW_e |  | W | 6 | upper | 2020
22 Rooftop PV commercial | PV - renewable power - solar - commercial/industrial rooftop | PV | renewable power | solar | commercial/industrial rooftop | Technology-specific data | Space requirement (per DC) [1000m2/MW_e] | Space requirement | per DC | 1000m2/MW_e |  | W | 6 | ctrl | 2030 | 4.3478
22 Rooftop PV commercial | PV - renewable power - solar - commercial/industrial rooftop | PV | renewable power | solar | commercial/industrial rooftop | Technology-specific data | Space requirement (per DC) [1000m2/MW_e] | Space requirement | per DC | 1000m2/MW_e |  | W | 6 | ctrl | 2040 | 4.0816
22 Rooftop PV commercial | PV - renewable power - solar - commercial/industrial rooftop | PV | renewable power | solar | commercial/industrial rooftop | Technology-specific data | Space requirement (per DC) [1000m2/MW_e] | Space requirement | per DC | 1000m2/MW_e |  | W | 6 | ctrl | 2050 | 3.8462
22 Rooftop PV commercial | PV - renewable power - solar - commercial/industrial rooftop | PV | renewable power | solar | commercial/industrial rooftop | Technology-specific data | Space requirement (per DC) [1000m2/MW_e] | Space requirement | per DC | 1000m2/MW_e |  | W | 6 | lower | 2050
22 Rooftop PV commercial | PV - renewable power - solar - commercial/industrial rooftop | PV | renewable power | solar | commercial/industrial rooftop | Technology-specific data | Space requirement (per DC) [1000m2/MW_e] | Space requirement | per DC | 1000m2/MW_e |  | W | 6 | upper | 2050
22 Rooftop PV commercial | PV - renewable power - solar - commercial/industrial rooftop | PV | renewable power | solar | commercial/industrial rooftop | Technology-specific data | Transposition factor | Transposition factor |  |  |  | E |  | ctrl | 2015 | 1.1
22 Rooftop PV commercial | PV - renewable power - solar - commercial/industrial rooftop | PV | renewable power | solar | commercial/industrial rooftop | Technology-specific data | Transposition factor | Transposition factor |  |  |  | E |  | ctrl | 2020 | 1.1
22 Rooftop PV commercial | PV - renewable power - solar - commercial/industrial rooftop | PV | renewable power | solar | commercial/industrial rooftop | Technology-specific data | Transposition factor | Transposition factor |  |  |  | E |  | lower | 2020
22 Rooftop PV commercial | PV - renewable power - solar - commercial/industrial rooftop | PV | renewable power | solar | commercial/industrial rooftop | Technology-specific data | Transposition factor | Transposition factor |  |  |  | E |  | upper | 2020
22 Rooftop PV commercial | PV - renewable power - solar - commercial/industrial rooftop | PV | renewable power | solar | commercial/industrial rooftop | Technology-specific data | Transposition factor | Transposition factor |  |  |  | E |  | ctrl | 2030 | 1.1
22 Rooftop PV commercial | PV - renewable power - solar - commercial/industrial rooftop | PV | renewable power | solar | commercial/industrial rooftop | Technology-specific data | Transposition factor | Transposition factor |  |  |  | E |  | ctrl | 2040 | 1.1
22 Rooftop PV commercial | PV - renewable power - solar - commercial/industrial rooftop | PV | renewable power | solar | commercial/industrial rooftop | Technology-specific data | Transposition factor | Transposition factor |  |  |  | E |  | ctrl | 2050 | 1.1
22 Rooftop PV commercial | PV - renewable power - solar - commercial/industrial rooftop | PV | renewable power | solar | commercial/industrial rooftop | Technology-specific data | Transposition factor | Transposition factor |  |  |  | E |  | lower | 2050
22 Rooftop PV commercial | PV - renewable power - solar - commercial/industrial rooftop | PV | renewable power | solar | commercial/industrial rooftop | Technology-specific data | Transposition factor | Transposition factor |  |  |  | E |  | upper | 2050
22 Utility-scale PV | PV - renewable power - solar - utility-scale, ground mounted | PV | renewable power | solar | utility-scale, ground mounted | Energy/technical data | Construction time [years] | Construction time |  | years |  |  |  | ctrl | 2015 | 0.5
22 Utility-scale PV | PV - renewable power - solar - utility-scale, ground mounted | PV | renewable power | solar | utility-scale, ground mounted | Energy/technical data | Construction time [years] | Construction time |  | years |  |  |  | ctrl | 2020 | 0.5
22 Utility-scale PV | PV - renewable power - solar - utility-scale, ground mounted | PV | renewable power | solar | utility-scale, ground mounted | Energy/technical data | Construction time [years] | Construction time |  | years |  |  |  | lower | 2020
22 Utility-scale PV | PV - renewable power - solar - utility-scale, ground mounted | PV | renewable power | solar | utility-scale, ground mounted | Energy/technical data | Construction time [years] | Construction time |  | years |  |  |  | upper | 2020
22 Utility-scale PV | PV - renewable power - solar - utility-scale, ground mounted | PV | renewable power | solar | utility-scale, ground mounted | Energy/technical data | Construction time [years] | Construction time |  | years |  |  |  | ctrl | 2030 | 0.5
22 Utility-scale PV | PV - renewable power - solar - utility-scale, ground mounted | PV | renewable power | solar | utility-scale, ground mounted | Energy/technical data | Construction time [years] | Construction time |  | years |  |  |  | ctrl | 2040 | 0.5
22 Utility-scale PV | PV - renewable power - solar - utility-scale, ground mounted | PV | renewable power | solar | utility-scale, ground mounted | Energy/technical data | Construction time [years] | Construction time |  | years |  |  |  | ctrl | 2050 | 0.5
22 Utility-scale PV | PV - renewable power - solar - utility-scale, ground mounted | PV | renewable power | solar | utility-scale, ground mounted | Energy/technical data | Construction time [years] | Construction time |  | years |  |  |  | lower | 2050
22 Utility-scale PV | PV - renewable power - solar - utility-scale, ground mounted | PV | renewable power | solar | utility-scale, ground mounted | Energy/technical data | Construction time [years] | Construction time |  | years |  |  |  | upper | 2050
22 Utility-scale PV | PV - renewable power - solar - utility-scale, ground mounted | PV | renewable power | solar | utility-scale, ground mounted | Energy/technical data | Forced outage [] | Forced outage |  | [] |  |  |  | ctrl | 2015 | 0
22 Utility-scale PV | PV - renewable power - solar - utility-scale, ground mounted | PV | renewable power | solar | utility-scale, ground mounted | Energy/technical data | Forced outage [] | Forced outage |  | [] |  |  |  | ctrl | 2020 | 0
22 Utility-scale PV | PV - renewable power - solar - utility-scale, ground mounted | PV | renewable power | solar | utility-scale, ground mounted | Energy/technical data | Forced outage [] | Forced outage |  | [] |  |  |  | lower | 2020
22 Utility-scale PV | PV - renewable power - solar - utility-scale, ground mounted | PV | renewable power | solar | utility-scale, ground mounted | Energy/technical data | Forced outage [] | Forced outage |  | [] |  |  |  | upper | 2020
22 Utility-scale PV | PV - renewable power - solar - utility-scale, ground mounted | PV | renewable power | solar | utility-scale, ground mounted | Energy/technical data | Forced outage [] | Forced outage |  | [] |  |  |  | ctrl | 2030 | 0
22 Utility-scale PV | PV - renewable power - solar - utility-scale, ground mounted | PV | renewable power | solar | utility-scale, ground mounted | Energy/technical data | Forced outage [] | Forced outage |  | [] |  |  |  | ctrl | 2040 | 0
22 Utility-scale PV | PV - renewable power - solar - utility-scale, ground mounted | PV | renewable power | solar | utility-scale, ground mounted | Energy/technical data | Forced outage [] | Forced outage |  | [] |  |  |  | ctrl | 2050 | 0
22 Utility-scale PV | PV - renewable power - solar - utility-scale, ground mounted | PV | renewable power | solar | utility-scale, ground mounted | Energy/technical data | Forced outage [] | Forced outage |  | [] |  |  |  | lower | 2050
22 Utility-scale PV | PV - renewable power - solar - utility-scale, ground mounted | PV | renewable power | solar | utility-scale, ground mounted | Energy/technical data | Forced outage [] | Forced outage |  | [] |  |  |  | upper | 2050
22 Utility-scale PV | PV - renewable power - solar - utility-scale, ground mounted | PV | renewable power | solar | utility-scale, ground mounted | Energy/technical data | Generating capacity for one unit [MW_e] | Generating capacity for one unit |  | MW_e |  |  |  | ctrl | 2015 | 4
22 Utility-scale PV | PV - renewable power - solar - utility-scale, ground mounted | PV | renewable power | solar | utility-scale, ground mounted | Energy/technical data | Generating capacity for one unit [MW_e] | Generating capacity for one unit |  | MW_e |  |  |  | ctrl | 2020 | 40
22 Utility-scale PV | PV - renewable power - solar - utility-scale, ground mounted | PV | renewable power | solar | utility-scale, ground mounted | Energy/technical data | Generating capacity for one unit [MW_e] | Generating capacity for one unit |  | MW_e |  |  |  | lower | 2020
22 Utility-scale PV | PV - renewable power - solar - utility-scale, ground mounted | PV | renewable power | solar | utility-scale, ground mounted | Energy/technical data | Generating capacity for one unit [MW_e] | Generating capacity for one unit |  | MW_e |  |  |  | upper | 2020
22 Utility-scale PV | PV - renewable power - solar - utility-scale, ground mounted | PV | renewable power | solar | utility-scale, ground mounted | Energy/technical data | Generating capacity for one unit [MW_e] | Generating capacity for one unit |  | MW_e |  |  |  | ctrl | 2030 | 40
22 Utility-scale PV | PV - renewable power - solar - utility-scale, ground mounted | PV | renewable power | solar | utility-scale, ground mounted | Energy/technical data | Generating capacity for one unit [MW_e] | Generating capacity for one unit |  | MW_e |  |  |  | ctrl | 2040 | 40
22 Utility-scale PV | PV - renewable power - solar - utility-scale, ground mounted | PV | renewable power | solar | utility-scale, ground mounted | Energy/technical data | Generating capacity for one unit [MW_e] | Generating capacity for one unit |  | MW_e |  |  |  | ctrl | 2050 | 40
22 Utility-scale PV | PV - renewable power - solar - utility-scale, ground mounted | PV | renewable power | solar | utility-scale, ground mounted | Energy/technical data | Generating capacity for one unit [MW_e] | Generating capacity for one unit |  | MW_e |  |  |  | lower | 2050
22 Utility-scale PV | PV - renewable power - solar - utility-scale, ground mounted | PV | renewable power | solar | utility-scale, ground mounted | Energy/technical data | Generating capacity for one unit [MW_e] | Generating capacity for one unit |  | MW_e |  |  |  | upper | 2050
22 Utility-scale PV | PV - renewable power - solar - utility-scale, ground mounted | PV | renewable power | solar | utility-scale, ground mounted | Energy/technical data | Planned outage [weeks per year] | Planned outage |  | weeks per year |  |  |  | ctrl | 2015 | 0
22 Utility-scale PV | PV - renewable power - solar - utility-scale, ground mounted | PV | renewable power | solar | utility-scale, ground mounted | Energy/technical data | Planned outage [weeks per year] | Planned outage |  | weeks per year |  |  |  | ctrl | 2020 | 0
22 Utility-scale PV | PV - renewable power - solar - utility-scale, ground mounted | PV | renewable power | solar | utility-scale, ground mounted | Energy/technical data | Planned outage [weeks per year] | Planned outage |  | weeks per year |  |  |  | lower | 2020
22 Utility-scale PV | PV - renewable power - solar - utility-scale, ground mounted | PV | renewable power | solar | utility-scale, ground mounted | Energy/technical data | Planned outage [weeks per year] | Planned outage |  | weeks per year |  |  |  | upper | 2020
22 Utility-scale PV | PV - renewable power - solar - utility-scale, ground mounted | PV | renewable power | solar | utility-scale, ground mounted | Energy/technical data | Planned outage [weeks per year] | Planned outage |  | weeks per year |  |  |  | ctrl | 2030 | 0
22 Utility-scale PV | PV - renewable power - solar - utility-scale, ground mounted | PV | renewable power | solar | utility-scale, ground mounted | Energy/technical data | Planned outage [weeks per year] | Planned outage |  | weeks per year |  |  |  | ctrl | 2040 | 0
22 Utility-scale PV | PV - renewable power - solar - utility-scale, ground mounted | PV | renewable power | solar | utility-scale, ground mounted | Energy/technical data | Planned outage [weeks per year] | Planned outage |  | weeks per year |  |  |  | ctrl | 2050 | 0
22 Utility-scale PV | PV - renewable power - solar - utility-scale, ground mounted | PV | renewable power | solar | utility-scale, ground mounted | Energy/technical data | Planned outage [weeks per year] | Planned outage |  | weeks per year |  |  |  | lower | 2050
22 Utility-scale PV | PV - renewable power - solar - utility-scale, ground mounted | PV | renewable power | solar | utility-scale, ground mounted | Energy/technical data | Planned outage [weeks per year] | Planned outage |  | weeks per year |  |  |  | upper | 2050
22 Utility-scale PV | PV - renewable power - solar - utility-scale, ground mounted | PV | renewable power | solar | utility-scale, ground mounted | Energy/technical data | Space requirement [1000 m2/MW_e] | Space requirement |  | 1000 m2/MW_e |  | B,B1 | 6 | ctrl | 2015 | 20.25
22 Utility-scale PV | PV - renewable power - solar - utility-scale, ground mounted | PV | renewable power | solar | utility-scale, ground mounted | Energy/technical data | Space requirement [1000 m2/MW_e] | Space requirement |  | 1000 m2/MW_e |  | B,B1 | 6 | ctrl | 2020 | 13.75
22 Utility-scale PV | PV - renewable power - solar - utility-scale, ground mounted | PV | renewable power | solar | utility-scale, ground mounted | Energy/technical data | Space requirement [1000 m2/MW_e] | Space requirement |  | 1000 m2/MW_e |  | B,B1 | 6 | lower | 2020
22 Utility-scale PV | PV - renewable power - solar - utility-scale, ground mounted | PV | renewable power | solar | utility-scale, ground mounted | Energy/technical data | Space requirement [1000 m2/MW_e] | Space requirement |  | 1000 m2/MW_e |  | B,B1 | 6 | upper | 2020
22 Utility-scale PV | PV - renewable power - solar - utility-scale, ground mounted | PV | renewable power | solar | utility-scale, ground mounted | Energy/technical data | Space requirement [1000 m2/MW_e] | Space requirement |  | 1000 m2/MW_e |  | B,B1 | 6 | ctrl | 2030 | 12.2554
22 Utility-scale PV | PV - renewable power - solar - utility-scale, ground mounted | PV | renewable power | solar | utility-scale, ground mounted | Energy/technical data | Space requirement [1000 m2/MW_e] | Space requirement |  | 1000 m2/MW_e |  | B,B1 | 6 | ctrl | 2040 | 11.5051
22 Utility-scale PV | PV - renewable power - solar - utility-scale, ground mounted | PV | renewable power | solar | utility-scale, ground mounted | Energy/technical data | Space requirement [1000 m2/MW_e] | Space requirement |  | 1000 m2/MW_e |  | B,B1 | 6 | ctrl | 2050 | 10.8413
22 Utility-scale PV | PV - renewable power - solar - utility-scale, ground mounted | PV | renewable power | solar | utility-scale, ground mounted | Energy/technical data | Space requirement [1000 m2/MW_e] | Space requirement |  | 1000 m2/MW_e |  | B,B1 | 6 | lower | 2050
22 Utility-scale PV | PV - renewable power - solar - utility-scale, ground mounted | PV | renewable power | solar | utility-scale, ground mounted | Energy/technical data | Space requirement [1000 m2/MW_e] | Space requirement |  | 1000 m2/MW_e |  | B,B1 | 6 | upper | 2050
22 Utility-scale PV | PV - renewable power - solar - utility-scale, ground mounted | PV | renewable power | solar | utility-scale, ground mounted | Energy/technical data | Technical lifetime [years] | Technical lifetime |  | years |  |  |  | ctrl | 2015 | 30
22 Utility-scale PV | PV - renewable power - solar - utility-scale, ground mounted | PV | renewable power | solar | utility-scale, ground mounted | Energy/technical data | Technical lifetime [years] | Technical lifetime |  | years |  |  |  | ctrl | 2020 | 35
22 Utility-scale PV | PV - renewable power - solar - utility-scale, ground mounted | PV | renewable power | solar | utility-scale, ground mounted | Energy/technical data | Technical lifetime [years] | Technical lifetime |  | years |  |  |  | lower | 2020
22 Utility-scale PV | PV - renewable power - solar - utility-scale, ground mounted | PV | renewable power | solar | utility-scale, ground mounted | Energy/technical data | Technical lifetime [years] | Technical lifetime |  | years |  |  |  | upper | 2020
22 Utility-scale PV | PV - renewable power - solar - utility-scale, ground mounted | PV | renewable power | solar | utility-scale, ground mounted | Energy/technical data | Technical lifetime [years] | Technical lifetime |  | years |  |  |  | ctrl | 2030 | 40
22 Utility-scale PV | PV - renewable power - solar - utility-scale, ground mounted | PV | renewable power | solar | utility-scale, ground mounted | Energy/technical data | Technical lifetime [years] | Technical lifetime |  | years |  |  |  | ctrl | 2040 | 40
22 Utility-scale PV | PV - renewable power - solar - utility-scale, ground mounted | PV | renewable power | solar | utility-scale, ground mounted | Energy/technical data | Technical lifetime [years] | Technical lifetime |  | years |  |  |  | ctrl | 2050 | 40
22 Utility-scale PV | PV - renewable power - solar - utility-scale, ground mounted | PV | renewable power | solar | utility-scale, ground mounted | Energy/technical data | Technical lifetime [years] | Technical lifetime |  | years |  |  |  | lower | 2050
22 Utility-scale PV | PV - renewable power - solar - utility-scale, ground mounted | PV | renewable power | solar | utility-scale, ground mounted | Energy/technical data | Technical lifetime [years] | Technical lifetime |  | years |  |  |  | upper | 2050
22 Utility-scale PV | PV - renewable power - solar - utility-scale, ground mounted | PV | renewable power | solar | utility-scale, ground mounted | Financial data | Fixed O&M (*total) [2020-EUR/MW_e/y] | Fixed O&M | *total | EUR/MW_e/y | 2020 |  |  | ctrl | 2015 | 13600
22 Utility-scale PV | PV - renewable power - solar - utility-scale, ground mounted | PV | renewable power | solar | utility-scale, ground mounted | Financial data | Fixed O&M (*total) [2020-EUR/MW_e/y] | Fixed O&M | *total | EUR/MW_e/y | 2020 |  |  | ctrl | 2020 | 11300
22 Utility-scale PV | PV - renewable power - solar - utility-scale, ground mounted | PV | renewable power | solar | utility-scale, ground mounted | Financial data | Fixed O&M (*total) [2020-EUR/MW_e/y] | Fixed O&M | *total | EUR/MW_e/y | 2020 |  |  | lower | 2020 | 10100
22 Utility-scale PV | PV - renewable power - solar - utility-scale, ground mounted | PV | renewable power | solar | utility-scale, ground mounted | Financial data | Fixed O&M (*total) [2020-EUR/MW_e/y] | Fixed O&M | *total | EUR/MW_e/y | 2020 |  |  | upper | 2020 | 12400
22 Utility-scale PV | PV - renewable power - solar - utility-scale, ground mounted | PV | renewable power | solar | utility-scale, ground mounted | Financial data | Fixed O&M (*total) [2020-EUR/MW_e/y] | Fixed O&M | *total | EUR/MW_e/y | 2020 |  |  | ctrl | 2030 | 9500
22 Utility-scale PV | PV - renewable power - solar - utility-scale, ground mounted | PV | renewable power | solar | utility-scale, ground mounted | Financial data | Fixed O&M (*total) [2020-EUR/MW_e/y] | Fixed O&M | *total | EUR/MW_e/y | 2020 |  |  | ctrl | 2040 | 8100
22 Utility-scale PV | PV - renewable power - solar - utility-scale, ground mounted | PV | renewable power | solar | utility-scale, ground mounted | Financial data | Fixed O&M (*total) [2020-EUR/MW_e/y] | Fixed O&M | *total | EUR/MW_e/y | 2020 |  |  | ctrl | 2050 | 7400
22 Utility-scale PV | PV - renewable power - solar - utility-scale, ground mounted | PV | renewable power | solar | utility-scale, ground mounted | Financial data | Fixed O&M (*total) [2020-EUR/MW_e/y] | Fixed O&M | *total | EUR/MW_e/y | 2020 |  |  | lower | 2050 | 6600
22 Utility-scale PV | PV - renewable power - solar - utility-scale, ground mounted | PV | renewable power | solar | utility-scale, ground mounted | Financial data | Fixed O&M (*total) [2020-EUR/MW_e/y] | Fixed O&M | *total | EUR/MW_e/y | 2020 |  |  | upper | 2050 | 8100
22 Utility-scale PV | PV - renewable power - solar - utility-scale, ground mounted | PV | renewable power | solar | utility-scale, ground mounted | Financial data | Fixed O&M (land rent) [2020-EUR/MW_e/y] | Fixed O&M | land rent | EUR/MW_e/y | 2020 | S |  | ctrl | 2015
22 Utility-scale PV | PV - renewable power - solar - utility-scale, ground mounted | PV | renewable power | solar | utility-scale, ground mounted | Financial data | Fixed O&M (land rent) [2020-EUR/MW_e/y] | Fixed O&M | land rent | EUR/MW_e/y | 2020 | S |  | ctrl | 2020 | 4400
22 Utility-scale PV | PV - renewable power - solar - utility-scale, ground mounted | PV | renewable power | solar | utility-scale, ground mounted | Financial data | Fixed O&M (land rent) [2020-EUR/MW_e/y] | Fixed O&M | land rent | EUR/MW_e/y | 2020 | S |  | lower | 2020
22 Utility-scale PV | PV - renewable power - solar - utility-scale, ground mounted | PV | renewable power | solar | utility-scale, ground mounted | Financial data | Fixed O&M (land rent) [2020-EUR/MW_e/y] | Fixed O&M | land rent | EUR/MW_e/y | 2020 | S |  | upper | 2020
22 Utility-scale PV | PV - renewable power - solar - utility-scale, ground mounted | PV | renewable power | solar | utility-scale, ground mounted | Financial data | Fixed O&M (land rent) [2020-EUR/MW_e/y] | Fixed O&M | land rent | EUR/MW_e/y | 2020 | S |  | ctrl | 2030 | 3900
22 Utility-scale PV | PV - renewable power - solar - utility-scale, ground mounted | PV | renewable power | solar | utility-scale, ground mounted | Financial data | Fixed O&M (land rent) [2020-EUR/MW_e/y] | Fixed O&M | land rent | EUR/MW_e/y | 2020 | S |  | ctrl | 2040 | 3100
22 Utility-scale PV | PV - renewable power - solar - utility-scale, ground mounted | PV | renewable power | solar | utility-scale, ground mounted | Financial data | Fixed O&M (land rent) [2020-EUR/MW_e/y] | Fixed O&M | land rent | EUR/MW_e/y | 2020 | S |  | ctrl | 2050 | 2500
22 Utility-scale PV | PV - renewable power - solar - utility-scale, ground mounted | PV | renewable power | solar | utility-scale, ground mounted | Financial data | Fixed O&M (land rent) [2020-EUR/MW_e/y] | Fixed O&M | land rent | EUR/MW_e/y | 2020 | S |  | lower | 2050
22 Utility-scale PV | PV - renewable power - solar - utility-scale, ground mounted | PV | renewable power | solar | utility-scale, ground mounted | Financial data | Fixed O&M (land rent) [2020-EUR/MW_e/y] | Fixed O&M | land rent | EUR/MW_e/y | 2020 | S |  | upper | 2050
22 Utility-scale PV | PV - renewable power - solar - utility-scale, ground mounted | PV | renewable power | solar | utility-scale, ground mounted | Financial data | Nominal investment (*total) [2020-MEUR/MW_e] | Nominal investment | *total | MEUR/MW_e | 2020 | M,N,O,Q | 2, 4 | ctrl | 2015 | 1.5481
22 Utility-scale PV | PV - renewable power - solar - utility-scale, ground mounted | PV | renewable power | solar | utility-scale, ground mounted | Financial data | Nominal investment (*total) [2020-MEUR/MW_e] | Nominal investment | *total | MEUR/MW_e | 2020 | M,N,O,Q | 2, 4 | ctrl | 2020 | 0.5625
22 Utility-scale PV | PV - renewable power - solar - utility-scale, ground mounted | PV | renewable power | solar | utility-scale, ground mounted | Financial data | Nominal investment (*total) [2020-MEUR/MW_e] | Nominal investment | *total | MEUR/MW_e | 2020 | M,N,O,Q | 2, 4 | lower | 2020 | 0.54375
22 Utility-scale PV | PV - renewable power - solar - utility-scale, ground mounted | PV | renewable power | solar | utility-scale, ground mounted | Financial data | Nominal investment (*total) [2020-MEUR/MW_e] | Nominal investment | *total | MEUR/MW_e | 2020 | M,N,O,Q | 2, 4 | upper | 2020 | 0.6
22 Utility-scale PV | PV - renewable power - solar - utility-scale, ground mounted | PV | renewable power | solar | utility-scale, ground mounted | Financial data | Nominal investment (*total) [2020-MEUR/MW_e] | Nominal investment | *total | MEUR/MW_e | 2020 | M,N,O,Q | 2, 4 | ctrl | 2030 | 0.38373
22 Utility-scale PV | PV - renewable power - solar - utility-scale, ground mounted | PV | renewable power | solar | utility-scale, ground mounted | Financial data | Nominal investment (*total) [2020-MEUR/MW_e] | Nominal investment | *total | MEUR/MW_e | 2020 | M,N,O,Q | 2, 4 | ctrl | 2040 | 0.32082
22 Utility-scale PV | PV - renewable power - solar - utility-scale, ground mounted | PV | renewable power | solar | utility-scale, ground mounted | Financial data | Nominal investment (*total) [2020-MEUR/MW_e] | Nominal investment | *total | MEUR/MW_e | 2020 | M,N,O,Q | 2, 4 | ctrl | 2050 | 0.29258
22 Utility-scale PV | PV - renewable power - solar - utility-scale, ground mounted | PV | renewable power | solar | utility-scale, ground mounted | Financial data | Nominal investment (*total) [2020-MEUR/MW_e] | Nominal investment | *total | MEUR/MW_e | 2020 | M,N,O,Q | 2, 4 | lower | 2050 | 0.25332
22 Utility-scale PV | PV - renewable power - solar - utility-scale, ground mounted | PV | renewable power | solar | utility-scale, ground mounted | Financial data | Nominal investment (*total) [2020-MEUR/MW_e] | Nominal investment | *total | MEUR/MW_e | 2020 | M,N,O,Q | 2, 4 | upper | 2050 | 0.40023
22 Utility-scale PV | PV - renewable power - solar - utility-scale, ground mounted | PV | renewable power | solar | utility-scale, ground mounted | Financial data | Nominal investment (*total, per DC) [2020-MEUR/MW_e] | Nominal investment | *total, per DC | MEUR/MW_e | 2020 | M,N,O,Q | 2, 4 | ctrl | 2015 | 1.1467
22 Utility-scale PV | PV - renewable power - solar - utility-scale, ground mounted | PV | renewable power | solar | utility-scale, ground mounted | Financial data | Nominal investment (*total, per DC) [2020-MEUR/MW_e] | Nominal investment | *total, per DC | MEUR/MW_e | 2020 | M,N,O,Q | 2, 4 | ctrl | 2020 | 0.45
22 Utility-scale PV | PV - renewable power - solar - utility-scale, ground mounted | PV | renewable power | solar | utility-scale, ground mounted | Financial data | Nominal investment (*total, per DC) [2020-MEUR/MW_e] | Nominal investment | *total, per DC | MEUR/MW_e | 2020 | M,N,O,Q | 2, 4 | lower | 2020 | 0.435
22 Utility-scale PV | PV - renewable power - solar - utility-scale, ground mounted | PV | renewable power | solar | utility-scale, ground mounted | Financial data | Nominal investment (*total, per DC) [2020-MEUR/MW_e] | Nominal investment | *total, per DC | MEUR/MW_e | 2020 | M,N,O,Q | 2, 4 | upper | 2020 | 0.48
22 Utility-scale PV | PV - renewable power - solar - utility-scale, ground mounted | PV | renewable power | solar | utility-scale, ground mounted | Financial data | Nominal investment (*total, per DC) [2020-MEUR/MW_e] | Nominal investment | *total, per DC | MEUR/MW_e | 2020 | M,N,O,Q | 2, 4 | ctrl | 2030 | 0.30698
22 Utility-scale PV | PV - renewable power - solar - utility-scale, ground mounted | PV | renewable power | solar | utility-scale, ground mounted | Financial data | Nominal investment (*total, per DC) [2020-MEUR/MW_e] | Nominal investment | *total, per DC | MEUR/MW_e | 2020 | M,N,O,Q | 2, 4 | ctrl | 2040 | 0.25666
22 Utility-scale PV | PV - renewable power - solar - utility-scale, ground mounted | PV | renewable power | solar | utility-scale, ground mounted | Financial data | Nominal investment (*total, per DC) [2020-MEUR/MW_e] | Nominal investment | *total, per DC | MEUR/MW_e | 2020 | M,N,O,Q | 2, 4 | ctrl | 2050 | 0.23406
22 Utility-scale PV | PV - renewable power - solar - utility-scale, ground mounted | PV | renewable power | solar | utility-scale, ground mounted | Financial data | Nominal investment (*total, per DC) [2020-MEUR/MW_e] | Nominal investment | *total, per DC | MEUR/MW_e | 2020 | M,N,O,Q | 2, 4 | lower | 2050 | 0.20266
22 Utility-scale PV | PV - renewable power - solar - utility-scale, ground mounted | PV | renewable power | solar | utility-scale, ground mounted | Financial data | Nominal investment (*total, per DC) [2020-MEUR/MW_e] | Nominal investment | *total, per DC | MEUR/MW_e | 2020 | M,N,O,Q | 2, 4 | upper | 2050 | 0.32019
22 Utility-scale PV | PV - renewable power - solar - utility-scale, ground mounted | PV | renewable power | solar | utility-scale, ground mounted | Regulation ability | Primary regulation (of full load, per 30 seconds) [] | Primary regulation | of full load, per 30 seconds | [] |  | G |  | ctrl | 2015
22 Utility-scale PV | PV - renewable power - solar - utility-scale, ground mounted | PV | renewable power | solar | utility-scale, ground mounted | Regulation ability | Primary regulation (of full load, per 30 seconds) [] | Primary regulation | of full load, per 30 seconds | [] |  | G |  | ctrl | 2020
22 Utility-scale PV | PV - renewable power - solar - utility-scale, ground mounted | PV | renewable power | solar | utility-scale, ground mounted | Regulation ability | Primary regulation (of full load, per 30 seconds) [] | Primary regulation | of full load, per 30 seconds | [] |  | G |  | lower | 2020
22 Utility-scale PV | PV - renewable power - solar - utility-scale, ground mounted | PV | renewable power | solar | utility-scale, ground mounted | Regulation ability | Primary regulation (of full load, per 30 seconds) [] | Primary regulation | of full load, per 30 seconds | [] |  | G |  | upper | 2020
22 Utility-scale PV | PV - renewable power - solar - utility-scale, ground mounted | PV | renewable power | solar | utility-scale, ground mounted | Regulation ability | Primary regulation (of full load, per 30 seconds) [] | Primary regulation | of full load, per 30 seconds | [] |  | G |  | ctrl | 2030
22 Utility-scale PV | PV - renewable power - solar - utility-scale, ground mounted | PV | renewable power | solar | utility-scale, ground mounted | Regulation ability | Primary regulation (of full load, per 30 seconds) [] | Primary regulation | of full load, per 30 seconds | [] |  | G |  | ctrl | 2040
22 Utility-scale PV | PV - renewable power - solar - utility-scale, ground mounted | PV | renewable power | solar | utility-scale, ground mounted | Regulation ability | Primary regulation (of full load, per 30 seconds) [] | Primary regulation | of full load, per 30 seconds | [] |  | G |  | ctrl | 2050
22 Utility-scale PV | PV - renewable power - solar - utility-scale, ground mounted | PV | renewable power | solar | utility-scale, ground mounted | Regulation ability | Primary regulation (of full load, per 30 seconds) [] | Primary regulation | of full load, per 30 seconds | [] |  | G |  | lower | 2050
22 Utility-scale PV | PV - renewable power - solar - utility-scale, ground mounted | PV | renewable power | solar | utility-scale, ground mounted | Regulation ability | Primary regulation (of full load, per 30 seconds) [] | Primary regulation | of full load, per 30 seconds | [] |  | G |  | upper | 2050
22 Utility-scale PV | PV - renewable power - solar - utility-scale, ground mounted | PV | renewable power | solar | utility-scale, ground mounted | Regulation ability | Secondary regulation (of full load, per minute) [] | Secondary regulation | of full load, per minute | [] |  | G |  | ctrl | 2015
22 Utility-scale PV | PV - renewable power - solar - utility-scale, ground mounted | PV | renewable power | solar | utility-scale, ground mounted | Regulation ability | Secondary regulation (of full load, per minute) [] | Secondary regulation | of full load, per minute | [] |  | G |  | ctrl | 2020
22 Utility-scale PV | PV - renewable power - solar - utility-scale, ground mounted | PV | renewable power | solar | utility-scale, ground mounted | Regulation ability | Secondary regulation (of full load, per minute) [] | Secondary regulation | of full load, per minute | [] |  | G |  | lower | 2020
22 Utility-scale PV | PV - renewable power - solar - utility-scale, ground mounted | PV | renewable power | solar | utility-scale, ground mounted | Regulation ability | Secondary regulation (of full load, per minute) [] | Secondary regulation | of full load, per minute | [] |  | G |  | upper | 2020
22 Utility-scale PV | PV - renewable power - solar - utility-scale, ground mounted | PV | renewable power | solar | utility-scale, ground mounted | Regulation ability | Secondary regulation (of full load, per minute) [] | Secondary regulation | of full load, per minute | [] |  | G |  | ctrl | 2030
22 Utility-scale PV | PV - renewable power - solar - utility-scale, ground mounted | PV | renewable power | solar | utility-scale, ground mounted | Regulation ability | Secondary regulation (of full load, per minute) [] | Secondary regulation | of full load, per minute | [] |  | G |  | ctrl | 2040
22 Utility-scale PV | PV - renewable power - solar - utility-scale, ground mounted | PV | renewable power | solar | utility-scale, ground mounted | Regulation ability | Secondary regulation (of full load, per minute) [] | Secondary regulation | of full load, per minute | [] |  | G |  | ctrl | 2050
22 Utility-scale PV | PV - renewable power - solar - utility-scale, ground mounted | PV | renewable power | solar | utility-scale, ground mounted | Regulation ability | Secondary regulation (of full load, per minute) [] | Secondary regulation | of full load, per minute | [] |  | G |  | lower | 2050
22 Utility-scale PV | PV - renewable power - solar - utility-scale, ground mounted | PV | renewable power | solar | utility-scale, ground mounted | Regulation ability | Secondary regulation (of full load, per minute) [] | Secondary regulation | of full load, per minute | [] |  | G |  | upper | 2050
22 Utility-scale PV | PV - renewable power - solar - utility-scale, ground mounted | PV | renewable power | solar | utility-scale, ground mounted | Technology-specific data | Average annual degradation of full-load hours [] | Average annual degradation of full-load hours |  | [] |  | A2 |  | ctrl | 2015 | 0.005
22 Utility-scale PV | PV - renewable power - solar - utility-scale, ground mounted | PV | renewable power | solar | utility-scale, ground mounted | Technology-specific data | Average annual degradation of full-load hours [] | Average annual degradation of full-load hours |  | [] |  | A2 |  | ctrl | 2020 | 0.004
22 Utility-scale PV | PV - renewable power - solar - utility-scale, ground mounted | PV | renewable power | solar | utility-scale, ground mounted | Technology-specific data | Average annual degradation of full-load hours [] | Average annual degradation of full-load hours |  | [] |  | A2 |  | lower | 2020 | 0.003
22 Utility-scale PV | PV - renewable power - solar - utility-scale, ground mounted | PV | renewable power | solar | utility-scale, ground mounted | Technology-specific data | Average annual degradation of full-load hours [] | Average annual degradation of full-load hours |  | [] |  | A2 |  | upper | 2020 | 0.005
22 Utility-scale PV | PV - renewable power - solar - utility-scale, ground mounted | PV | renewable power | solar | utility-scale, ground mounted | Technology-specific data | Average annual degradation of full-load hours [] | Average annual degradation of full-load hours |  | [] |  | A2 |  | ctrl | 2030 | 0.003
22 Utility-scale PV | PV - renewable power - solar - utility-scale, ground mounted | PV | renewable power | solar | utility-scale, ground mounted | Technology-specific data | Average annual degradation of full-load hours [] | Average annual degradation of full-load hours |  | [] |  | A2 |  | ctrl | 2040 | 0.003
22 Utility-scale PV | PV - renewable power - solar - utility-scale, ground mounted | PV | renewable power | solar | utility-scale, ground mounted | Technology-specific data | Average annual degradation of full-load hours [] | Average annual degradation of full-load hours |  | [] |  | A2 |  | ctrl | 2050 | 0.003
22 Utility-scale PV | PV - renewable power - solar - utility-scale, ground mounted | PV | renewable power | solar | utility-scale, ground mounted | Technology-specific data | Average annual degradation of full-load hours [] | Average annual degradation of full-load hours |  | [] |  | A2 |  | lower | 2050
22 Utility-scale PV | PV - renewable power - solar - utility-scale, ground mounted | PV | renewable power | solar | utility-scale, ground mounted | Technology-specific data | Average annual degradation of full-load hours [] | Average annual degradation of full-load hours |  | [] |  | A2 |  | upper | 2050
22 Utility-scale PV | PV - renewable power - solar - utility-scale, ground mounted | PV | renewable power | solar | utility-scale, ground mounted | Technology-specific data | Average annual full-load hours (DC-value) [MWh_e/MW_e] | Average annual full-load hours | DC-value | MWh_e/MW_e |  | A1, K |  | ctrl | 2015 | 981.3318
22 Utility-scale PV | PV - renewable power - solar - utility-scale, ground mounted | PV | renewable power | solar | utility-scale, ground mounted | Technology-specific data | Average annual full-load hours (DC-value) [MWh_e/MW_e] | Average annual full-load hours | DC-value | MWh_e/MW_e |  | A1, K |  | ctrl | 2020 | 1074.6216
22 Utility-scale PV | PV - renewable power - solar - utility-scale, ground mounted | PV | renewable power | solar | utility-scale, ground mounted | Technology-specific data | Average annual full-load hours (DC-value) [MWh_e/MW_e] | Average annual full-load hours | DC-value | MWh_e/MW_e |  | A1, K |  | lower | 2020
22 Utility-scale PV | PV - renewable power - solar - utility-scale, ground mounted | PV | renewable power | solar | utility-scale, ground mounted | Technology-specific data | Average annual full-load hours (DC-value) [MWh_e/MW_e] | Average annual full-load hours | DC-value | MWh_e/MW_e |  | A1, K |  | upper | 2020
22 Utility-scale PV | PV - renewable power - solar - utility-scale, ground mounted | PV | renewable power | solar | utility-scale, ground mounted | Technology-specific data | Average annual full-load hours (DC-value) [MWh_e/MW_e] | Average annual full-load hours | DC-value | MWh_e/MW_e |  | A1, K |  | ctrl | 2030 | 1187.082
22 Utility-scale PV | PV - renewable power - solar - utility-scale, ground mounted | PV | renewable power | solar | utility-scale, ground mounted | Technology-specific data | Average annual full-load hours (DC-value) [MWh_e/MW_e] | Average annual full-load hours | DC-value | MWh_e/MW_e |  | A1, K |  | ctrl | 2040 | 1199.5776
22 Utility-scale PV | PV - renewable power - solar - utility-scale, ground mounted | PV | renewable power | solar | utility-scale, ground mounted | Technology-specific data | Average annual full-load hours (DC-value) [MWh_e/MW_e] | Average annual full-load hours | DC-value | MWh_e/MW_e |  | A1, K |  | ctrl | 2050 | 1212.0732
22 Utility-scale PV | PV - renewable power - solar - utility-scale, ground mounted | PV | renewable power | solar | utility-scale, ground mounted | Technology-specific data | Average annual full-load hours (DC-value) [MWh_e/MW_e] | Average annual full-load hours | DC-value | MWh_e/MW_e |  | A1, K |  | lower | 2050
22 Utility-scale PV | PV - renewable power - solar - utility-scale, ground mounted | PV | renewable power | solar | utility-scale, ground mounted | Technology-specific data | Average annual full-load hours (DC-value) [MWh_e/MW_e] | Average annual full-load hours | DC-value | MWh_e/MW_e |  | A1, K |  | upper | 2050
22 Utility-scale PV | PV - renewable power - solar - utility-scale, ground mounted | PV | renewable power | solar | utility-scale, ground mounted | Technology-specific data | Average annual full-load hours [MWh_e/MW_e] | Average annual full-load hours |  | MWh_e/MW_e |  | A1 |  | ctrl | 2015 | 1324.7979
22 Utility-scale PV | PV - renewable power - solar - utility-scale, ground mounted | PV | renewable power | solar | utility-scale, ground mounted | Technology-specific data | Average annual full-load hours [MWh_e/MW_e] | Average annual full-load hours |  | MWh_e/MW_e |  | A1 |  | ctrl | 2020 | 1343.277
22 Utility-scale PV | PV - renewable power - solar - utility-scale, ground mounted | PV | renewable power | solar | utility-scale, ground mounted | Technology-specific data | Average annual full-load hours [MWh_e/MW_e] | Average annual full-load hours |  | MWh_e/MW_e |  | A1 |  | lower | 2020
22 Utility-scale PV | PV - renewable power - solar - utility-scale, ground mounted | PV | renewable power | solar | utility-scale, ground mounted | Technology-specific data | Average annual full-load hours [MWh_e/MW_e] | Average annual full-load hours |  | MWh_e/MW_e |  | A1 |  | upper | 2020
22 Utility-scale PV | PV - renewable power - solar - utility-scale, ground mounted | PV | renewable power | solar | utility-scale, ground mounted | Technology-specific data | Average annual full-load hours [MWh_e/MW_e] | Average annual full-load hours |  | MWh_e/MW_e |  | A1 |  | ctrl | 2030 | 1483.8525
22 Utility-scale PV | PV - renewable power - solar - utility-scale, ground mounted | PV | renewable power | solar | utility-scale, ground mounted | Technology-specific data | Average annual full-load hours [MWh_e/MW_e] | Average annual full-load hours |  | MWh_e/MW_e |  | A1 |  | ctrl | 2040 | 1499.472
22 Utility-scale PV | PV - renewable power - solar - utility-scale, ground mounted | PV | renewable power | solar | utility-scale, ground mounted | Technology-specific data | Average annual full-load hours [MWh_e/MW_e] | Average annual full-load hours |  | MWh_e/MW_e |  | A1 |  | ctrl | 2050 | 1515.0915
22 Utility-scale PV | PV - renewable power - solar - utility-scale, ground mounted | PV | renewable power | solar | utility-scale, ground mounted | Technology-specific data | Average annual full-load hours [MWh_e/MW_e] | Average annual full-load hours |  | MWh_e/MW_e |  | A1 |  | lower | 2050
22 Utility-scale PV | PV - renewable power - solar - utility-scale, ground mounted | PV | renewable power | solar | utility-scale, ground mounted | Technology-specific data | Average annual full-load hours [MWh_e/MW_e] | Average annual full-load hours |  | MWh_e/MW_e |  | A1 |  | upper | 2050
22 Utility-scale PV | PV - renewable power - solar - utility-scale, ground mounted | PV | renewable power | solar | utility-scale, ground mounted | Technology-specific data | Fixed O&M (*total, per DC) [2020-EUR/MW_e/y] | Fixed O&M | *total, per DC | EUR/MW_e/y | 2020 |  |  | ctrl | 2015 | 10100
22 Utility-scale PV | PV - renewable power - solar - utility-scale, ground mounted | PV | renewable power | solar | utility-scale, ground mounted | Technology-specific data | Fixed O&M (*total, per DC) [2020-EUR/MW_e/y] | Fixed O&M | *total, per DC | EUR/MW_e/y | 2020 |  |  | ctrl | 2020 | 9000
22 Utility-scale PV | PV - renewable power - solar - utility-scale, ground mounted | PV | renewable power | solar | utility-scale, ground mounted | Technology-specific data | Fixed O&M (*total, per DC) [2020-EUR/MW_e/y] | Fixed O&M | *total, per DC | EUR/MW_e/y | 2020 |  |  | lower | 2020 | 8100
22 Utility-scale PV | PV - renewable power - solar - utility-scale, ground mounted | PV | renewable power | solar | utility-scale, ground mounted | Technology-specific data | Fixed O&M (*total, per DC) [2020-EUR/MW_e/y] | Fixed O&M | *total, per DC | EUR/MW_e/y | 2020 |  |  | upper | 2020 | 9900
22 Utility-scale PV | PV - renewable power - solar - utility-scale, ground mounted | PV | renewable power | solar | utility-scale, ground mounted | Technology-specific data | Fixed O&M (*total, per DC) [2020-EUR/MW_e/y] | Fixed O&M | *total, per DC | EUR/MW_e/y | 2020 |  |  | ctrl | 2030 | 7600
22 Utility-scale PV | PV - renewable power - solar - utility-scale, ground mounted | PV | renewable power | solar | utility-scale, ground mounted | Technology-specific data | Fixed O&M (*total, per DC) [2020-EUR/MW_e/y] | Fixed O&M | *total, per DC | EUR/MW_e/y | 2020 |  |  | ctrl | 2040 | 6500
22 Utility-scale PV | PV - renewable power - solar - utility-scale, ground mounted | PV | renewable power | solar | utility-scale, ground mounted | Technology-specific data | Fixed O&M (*total, per DC) [2020-EUR/MW_e/y] | Fixed O&M | *total, per DC | EUR/MW_e/y | 2020 |  |  | ctrl | 2050 | 5900
22 Utility-scale PV | PV - renewable power - solar - utility-scale, ground mounted | PV | renewable power | solar | utility-scale, ground mounted | Technology-specific data | Fixed O&M (*total, per DC) [2020-EUR/MW_e/y] | Fixed O&M | *total, per DC | EUR/MW_e/y | 2020 |  |  | lower | 2050 | 5300
22 Utility-scale PV | PV - renewable power - solar - utility-scale, ground mounted | PV | renewable power | solar | utility-scale, ground mounted | Technology-specific data | Fixed O&M (*total, per DC) [2020-EUR/MW_e/y] | Fixed O&M | *total, per DC | EUR/MW_e/y | 2020 |  |  | upper | 2050 | 6500
22 Utility-scale PV | PV - renewable power - solar - utility-scale, ground mounted | PV | renewable power | solar | utility-scale, ground mounted | Technology-specific data | Fixed O&M (land rent, per DC) [2020-EUR/MW_e/y] | Fixed O&M | land rent, per DC | EUR/MW_e/y | 2020 | S | 6 | ctrl | 2015
22 Utility-scale PV | PV - renewable power - solar - utility-scale, ground mounted | PV | renewable power | solar | utility-scale, ground mounted | Technology-specific data | Fixed O&M (land rent, per DC) [2020-EUR/MW_e/y] | Fixed O&M | land rent, per DC | EUR/MW_e/y | 2020 | S | 6 | ctrl | 2020 | 3500
22 Utility-scale PV | PV - renewable power - solar - utility-scale, ground mounted | PV | renewable power | solar | utility-scale, ground mounted | Technology-specific data | Fixed O&M (land rent, per DC) [2020-EUR/MW_e/y] | Fixed O&M | land rent, per DC | EUR/MW_e/y | 2020 | S | 6 | lower | 2020
22 Utility-scale PV | PV - renewable power - solar - utility-scale, ground mounted | PV | renewable power | solar | utility-scale, ground mounted | Technology-specific data | Fixed O&M (land rent, per DC) [2020-EUR/MW_e/y] | Fixed O&M | land rent, per DC | EUR/MW_e/y | 2020 | S | 6 | upper | 2020
22 Utility-scale PV | PV - renewable power - solar - utility-scale, ground mounted | PV | renewable power | solar | utility-scale, ground mounted | Technology-specific data | Fixed O&M (land rent, per DC) [2020-EUR/MW_e/y] | Fixed O&M | land rent, per DC | EUR/MW_e/y | 2020 | S | 6 | ctrl | 2030 | 3100
22 Utility-scale PV | PV - renewable power - solar - utility-scale, ground mounted | PV | renewable power | solar | utility-scale, ground mounted | Technology-specific data | Fixed O&M (land rent, per DC) [2020-EUR/MW_e/y] | Fixed O&M | land rent, per DC | EUR/MW_e/y | 2020 | S | 6 | ctrl | 2040 | 2500
22 Utility-scale PV | PV - renewable power - solar - utility-scale, ground mounted | PV | renewable power | solar | utility-scale, ground mounted | Technology-specific data | Fixed O&M (land rent, per DC) [2020-EUR/MW_e/y] | Fixed O&M | land rent, per DC | EUR/MW_e/y | 2020 | S | 6 | ctrl | 2050 | 2000
22 Utility-scale PV | PV - renewable power - solar - utility-scale, ground mounted | PV | renewable power | solar | utility-scale, ground mounted | Technology-specific data | Fixed O&M (land rent, per DC) [2020-EUR/MW_e/y] | Fixed O&M | land rent, per DC | EUR/MW_e/y | 2020 | S | 6 | lower | 2050
22 Utility-scale PV | PV - renewable power - solar - utility-scale, ground mounted | PV | renewable power | solar | utility-scale, ground mounted | Technology-specific data | Fixed O&M (land rent, per DC) [2020-EUR/MW_e/y] | Fixed O&M | land rent, per DC | EUR/MW_e/y | 2020 | S | 6 | upper | 2050
22 Utility-scale PV | PV - renewable power - solar - utility-scale, ground mounted | PV | renewable power | solar | utility-scale, ground mounted | Technology-specific data | Fixed O&M (other, per DC) [2020-EUR/MW_e/y] | Fixed O&M | other, per DC | EUR/MW_e/y | 2020 | P2 |  | ctrl | 2015
22 Utility-scale PV | PV - renewable power - solar - utility-scale, ground mounted | PV | renewable power | solar | utility-scale, ground mounted | Technology-specific data | Fixed O&M (other, per DC) [2020-EUR/MW_e/y] | Fixed O&M | other, per DC | EUR/MW_e/y | 2020 | P2 |  | ctrl | 2020 | 5500
22 Utility-scale PV | PV - renewable power - solar - utility-scale, ground mounted | PV | renewable power | solar | utility-scale, ground mounted | Technology-specific data | Fixed O&M (other, per DC) [2020-EUR/MW_e/y] | Fixed O&M | other, per DC | EUR/MW_e/y | 2020 | P2 |  | lower | 2020
22 Utility-scale PV | PV - renewable power - solar - utility-scale, ground mounted | PV | renewable power | solar | utility-scale, ground mounted | Technology-specific data | Fixed O&M (other, per DC) [2020-EUR/MW_e/y] | Fixed O&M | other, per DC | EUR/MW_e/y | 2020 | P2 |  | upper | 2020
22 Utility-scale PV | PV - renewable power - solar - utility-scale, ground mounted | PV | renewable power | solar | utility-scale, ground mounted | Technology-specific data | Fixed O&M (other, per DC) [2020-EUR/MW_e/y] | Fixed O&M | other, per DC | EUR/MW_e/y | 2020 | P2 |  | ctrl | 2030 | 4500
22 Utility-scale PV | PV - renewable power - solar - utility-scale, ground mounted | PV | renewable power | solar | utility-scale, ground mounted | Technology-specific data | Fixed O&M (other, per DC) [2020-EUR/MW_e/y] | Fixed O&M | other, per DC | EUR/MW_e/y | 2020 | P2 |  | ctrl | 2040 | 4000
22 Utility-scale PV | PV - renewable power - solar - utility-scale, ground mounted | PV | renewable power | solar | utility-scale, ground mounted | Technology-specific data | Fixed O&M (other, per DC) [2020-EUR/MW_e/y] | Fixed O&M | other, per DC | EUR/MW_e/y | 2020 | P2 |  | ctrl | 2050 | 3900
22 Utility-scale PV | PV - renewable power - solar - utility-scale, ground mounted | PV | renewable power | solar | utility-scale, ground mounted | Technology-specific data | Fixed O&M (other, per DC) [2020-EUR/MW_e/y] | Fixed O&M | other, per DC | EUR/MW_e/y | 2020 | P2 |  | lower | 2050
22 Utility-scale PV | PV - renewable power - solar - utility-scale, ground mounted | PV | renewable power | solar | utility-scale, ground mounted | Technology-specific data | Fixed O&M (other, per DC) [2020-EUR/MW_e/y] | Fixed O&M | other, per DC | EUR/MW_e/y | 2020 | P2 |  | upper | 2050
22 Utility-scale PV | PV - renewable power - solar - utility-scale, ground mounted | PV | renewable power | solar | utility-scale, ground mounted | Technology-specific data | Generating capacity for one unit (DC-value) [MW_e] | Generating capacity for one unit | DC-value | MW_e |  | C |  | ctrl | 2015 | 5.4
22 Utility-scale PV | PV - renewable power - solar - utility-scale, ground mounted | PV | renewable power | solar | utility-scale, ground mounted | Technology-specific data | Generating capacity for one unit (DC-value) [MW_e] | Generating capacity for one unit | DC-value | MW_e |  | C |  | ctrl | 2020 | 50
22 Utility-scale PV | PV - renewable power - solar - utility-scale, ground mounted | PV | renewable power | solar | utility-scale, ground mounted | Technology-specific data | Generating capacity for one unit (DC-value) [MW_e] | Generating capacity for one unit | DC-value | MW_e |  | C |  | lower | 2020
22 Utility-scale PV | PV - renewable power - solar - utility-scale, ground mounted | PV | renewable power | solar | utility-scale, ground mounted | Technology-specific data | Generating capacity for one unit (DC-value) [MW_e] | Generating capacity for one unit | DC-value | MW_e |  | C |  | upper | 2020
22 Utility-scale PV | PV - renewable power - solar - utility-scale, ground mounted | PV | renewable power | solar | utility-scale, ground mounted | Technology-specific data | Generating capacity for one unit (DC-value) [MW_e] | Generating capacity for one unit | DC-value | MW_e |  | C |  | ctrl | 2030 | 50
22 Utility-scale PV | PV - renewable power - solar - utility-scale, ground mounted | PV | renewable power | solar | utility-scale, ground mounted | Technology-specific data | Generating capacity for one unit (DC-value) [MW_e] | Generating capacity for one unit | DC-value | MW_e |  | C |  | ctrl | 2040 | 50
22 Utility-scale PV | PV - renewable power - solar - utility-scale, ground mounted | PV | renewable power | solar | utility-scale, ground mounted | Technology-specific data | Generating capacity for one unit (DC-value) [MW_e] | Generating capacity for one unit | DC-value | MW_e |  | C |  | ctrl | 2050 | 50
22 Utility-scale PV | PV - renewable power - solar - utility-scale, ground mounted | PV | renewable power | solar | utility-scale, ground mounted | Technology-specific data | Generating capacity for one unit (DC-value) [MW_e] | Generating capacity for one unit | DC-value | MW_e |  | C |  | lower | 2050
22 Utility-scale PV | PV - renewable power - solar - utility-scale, ground mounted | PV | renewable power | solar | utility-scale, ground mounted | Technology-specific data | Generating capacity for one unit (DC-value) [MW_e] | Generating capacity for one unit | DC-value | MW_e |  | C |  | upper | 2050
22 Utility-scale PV | PV - renewable power - solar - utility-scale, ground mounted | PV | renewable power | solar | utility-scale, ground mounted | Technology-specific data | Global horizontal irradiance [MWh/m2/y] | Global horizontal irradiance |  | MWh/m2/y |  | A | 1 | ctrl | 2015 | 1068
22 Utility-scale PV | PV - renewable power - solar - utility-scale, ground mounted | PV | renewable power | solar | utility-scale, ground mounted | Technology-specific data | Global horizontal irradiance [MWh/m2/y] | Global horizontal irradiance |  | MWh/m2/y |  | A | 1 | ctrl | 2020 | 1068
22 Utility-scale PV | PV - renewable power - solar - utility-scale, ground mounted | PV | renewable power | solar | utility-scale, ground mounted | Technology-specific data | Global horizontal irradiance [MWh/m2/y] | Global horizontal irradiance |  | MWh/m2/y |  | A | 1 | lower | 2020
22 Utility-scale PV | PV - renewable power - solar - utility-scale, ground mounted | PV | renewable power | solar | utility-scale, ground mounted | Technology-specific data | Global horizontal irradiance [MWh/m2/y] | Global horizontal irradiance |  | MWh/m2/y |  | A | 1 | upper | 2020
22 Utility-scale PV | PV - renewable power - solar - utility-scale, ground mounted | PV | renewable power | solar | utility-scale, ground mounted | Technology-specific data | Global horizontal irradiance [MWh/m2/y] | Global horizontal irradiance |  | MWh/m2/y |  | A | 1 | ctrl | 2030 | 1068
22 Utility-scale PV | PV - renewable power - solar - utility-scale, ground mounted | PV | renewable power | solar | utility-scale, ground mounted | Technology-specific data | Global horizontal irradiance [MWh/m2/y] | Global horizontal irradiance |  | MWh/m2/y |  | A | 1 | ctrl | 2040 | 1068
22 Utility-scale PV | PV - renewable power - solar - utility-scale, ground mounted | PV | renewable power | solar | utility-scale, ground mounted | Technology-specific data | Global horizontal irradiance [MWh/m2/y] | Global horizontal irradiance |  | MWh/m2/y |  | A | 1 | ctrl | 2050 | 1068
22 Utility-scale PV | PV - renewable power - solar - utility-scale, ground mounted | PV | renewable power | solar | utility-scale, ground mounted | Technology-specific data | Global horizontal irradiance [MWh/m2/y] | Global horizontal irradiance |  | MWh/m2/y |  | A | 1 | lower | 2050
22 Utility-scale PV | PV - renewable power - solar - utility-scale, ground mounted | PV | renewable power | solar | utility-scale, ground mounted | Technology-specific data | Global horizontal irradiance [MWh/m2/y] | Global horizontal irradiance |  | MWh/m2/y |  | A | 1 | upper | 2050
22 Utility-scale PV | PV - renewable power - solar - utility-scale, ground mounted | PV | renewable power | solar | utility-scale, ground mounted | Technology-specific data | Inverter lifetime [years] | Inverter lifetime |  | years |  |  | 6 | ctrl | 2015 | 10
22 Utility-scale PV | PV - renewable power - solar - utility-scale, ground mounted | PV | renewable power | solar | utility-scale, ground mounted | Technology-specific data | Inverter lifetime [years] | Inverter lifetime |  | years |  |  | 6 | ctrl | 2020 | 12.5
22 Utility-scale PV | PV - renewable power - solar - utility-scale, ground mounted | PV | renewable power | solar | utility-scale, ground mounted | Technology-specific data | Inverter lifetime [years] | Inverter lifetime |  | years |  |  | 6 | lower | 2020
22 Utility-scale PV | PV - renewable power - solar - utility-scale, ground mounted | PV | renewable power | solar | utility-scale, ground mounted | Technology-specific data | Inverter lifetime [years] | Inverter lifetime |  | years |  |  | 6 | upper | 2020
22 Utility-scale PV | PV - renewable power - solar - utility-scale, ground mounted | PV | renewable power | solar | utility-scale, ground mounted | Technology-specific data | Inverter lifetime [years] | Inverter lifetime |  | years |  |  | 6 | ctrl | 2030 | 15
22 Utility-scale PV | PV - renewable power - solar - utility-scale, ground mounted | PV | renewable power | solar | utility-scale, ground mounted | Technology-specific data | Inverter lifetime [years] | Inverter lifetime |  | years |  |  | 6 | ctrl | 2040 | 15
22 Utility-scale PV | PV - renewable power - solar - utility-scale, ground mounted | PV | renewable power | solar | utility-scale, ground mounted | Technology-specific data | Inverter lifetime [years] | Inverter lifetime |  | years |  |  | 6 | ctrl | 2050 | 15
22 Utility-scale PV | PV - renewable power - solar - utility-scale, ground mounted | PV | renewable power | solar | utility-scale, ground mounted | Technology-specific data | Inverter lifetime [years] | Inverter lifetime |  | years |  |  | 6 | lower | 2050
22 Utility-scale PV | PV - renewable power - solar - utility-scale, ground mounted | PV | renewable power | solar | utility-scale, ground mounted | Technology-specific data | Inverter lifetime [years] | Inverter lifetime |  | years |  |  | 6 | upper | 2050
22 Utility-scale PV | PV - renewable power - solar - utility-scale, ground mounted | PV | renewable power | solar | utility-scale, ground mounted | Financial data | Nominal investment (grid connection) [2020-MEUR/MW_e] | Nominal investment | grid connection | MEUR/MW_e | 2020 |  |  | ctrl | 2015 | 0.086006
22 Utility-scale PV | PV - renewable power - solar - utility-scale, ground mounted | PV | renewable power | solar | utility-scale, ground mounted | Financial data | Nominal investment (grid connection) [2020-MEUR/MW_e] | Nominal investment | grid connection | MEUR/MW_e | 2020 |  |  | ctrl | 2020 | 0.061141
22 Utility-scale PV | PV - renewable power - solar - utility-scale, ground mounted | PV | renewable power | solar | utility-scale, ground mounted | Financial data | Nominal investment (grid connection) [2020-MEUR/MW_e] | Nominal investment | grid connection | MEUR/MW_e | 2020 |  |  | lower | 2020 | 0.059103
22 Utility-scale PV | PV - renewable power - solar - utility-scale, ground mounted | PV | renewable power | solar | utility-scale, ground mounted | Financial data | Nominal investment (grid connection) [2020-MEUR/MW_e] | Nominal investment | grid connection | MEUR/MW_e | 2020 |  |  | upper | 2020 | 0.065217
22 Utility-scale PV | PV - renewable power - solar - utility-scale, ground mounted | PV | renewable power | solar | utility-scale, ground mounted | Financial data | Nominal investment (grid connection) [2020-MEUR/MW_e] | Nominal investment | grid connection | MEUR/MW_e | 2020 |  |  | ctrl | 2030 | 0.049258
22 Utility-scale PV | PV - renewable power - solar - utility-scale, ground mounted | PV | renewable power | solar | utility-scale, ground mounted | Financial data | Nominal investment (grid connection) [2020-MEUR/MW_e] | Nominal investment | grid connection | MEUR/MW_e | 2020 |  |  | ctrl | 2040 | 0.044216
22 Utility-scale PV | PV - renewable power - solar - utility-scale, ground mounted | PV | renewable power | solar | utility-scale, ground mounted | Financial data | Nominal investment (grid connection) [2020-MEUR/MW_e] | Nominal investment | grid connection | MEUR/MW_e | 2020 |  |  | ctrl | 2050 | 0.041747
22 Utility-scale PV | PV - renewable power - solar - utility-scale, ground mounted | PV | renewable power | solar | utility-scale, ground mounted | Financial data | Nominal investment (grid connection) [2020-MEUR/MW_e] | Nominal investment | grid connection | MEUR/MW_e | 2020 |  |  | lower | 2050 | 0.03761
22 Utility-scale PV | PV - renewable power - solar - utility-scale, ground mounted | PV | renewable power | solar | utility-scale, ground mounted | Financial data | Nominal investment (grid connection) [2020-MEUR/MW_e] | Nominal investment | grid connection | MEUR/MW_e | 2020 |  |  | upper | 2050 | 0.047244
22 Utility-scale PV | PV - renewable power - solar - utility-scale, ground mounted | PV | renewable power | solar | utility-scale, ground mounted | Financial data | Nominal investment (inverter) [2020-MEUR/MW_e] | Nominal investment | inverter | MEUR/MW_e | 2020 |  |  | ctrl | 2015 | 0.11467
22 Utility-scale PV | PV - renewable power - solar - utility-scale, ground mounted | PV | renewable power | solar | utility-scale, ground mounted | Financial data | Nominal investment (inverter) [2020-MEUR/MW_e] | Nominal investment | inverter | MEUR/MW_e | 2020 |  |  | ctrl | 2020 | 0.031207
22 Utility-scale PV | PV - renewable power - solar - utility-scale, ground mounted | PV | renewable power | solar | utility-scale, ground mounted | Financial data | Nominal investment (inverter) [2020-MEUR/MW_e] | Nominal investment | inverter | MEUR/MW_e | 2020 |  |  | lower | 2020 | 0.030166
22 Utility-scale PV | PV - renewable power - solar - utility-scale, ground mounted | PV | renewable power | solar | utility-scale, ground mounted | Financial data | Nominal investment (inverter) [2020-MEUR/MW_e] | Nominal investment | inverter | MEUR/MW_e | 2020 |  |  | upper | 2020 | 0.033287
22 Utility-scale PV | PV - renewable power - solar - utility-scale, ground mounted | PV | renewable power | solar | utility-scale, ground mounted | Financial data | Nominal investment (inverter) [2020-MEUR/MW_e] | Nominal investment | inverter | MEUR/MW_e | 2020 |  |  | ctrl | 2030 | 0.020254
22 Utility-scale PV | PV - renewable power - solar - utility-scale, ground mounted | PV | renewable power | solar | utility-scale, ground mounted | Financial data | Nominal investment (inverter) [2020-MEUR/MW_e] | Nominal investment | inverter | MEUR/MW_e | 2020 |  |  | ctrl | 2040 | 0.016321
22 Utility-scale PV | PV - renewable power - solar - utility-scale, ground mounted | PV | renewable power | solar | utility-scale, ground mounted | Financial data | Nominal investment (inverter) [2020-MEUR/MW_e] | Nominal investment | inverter | MEUR/MW_e | 2020 |  |  | ctrl | 2050 | 0.014549
22 Utility-scale PV | PV - renewable power - solar - utility-scale, ground mounted | PV | renewable power | solar | utility-scale, ground mounted | Financial data | Nominal investment (inverter) [2020-MEUR/MW_e] | Nominal investment | inverter | MEUR/MW_e | 2020 |  |  | lower | 2050 | 0.012215
22 Utility-scale PV | PV - renewable power - solar - utility-scale, ground mounted | PV | renewable power | solar | utility-scale, ground mounted | Financial data | Nominal investment (inverter) [2020-MEUR/MW_e] | Nominal investment | inverter | MEUR/MW_e | 2020 |  |  | upper | 2050 | 0.017468
22 Utility-scale PV | PV - renewable power - solar - utility-scale, ground mounted | PV | renewable power | solar | utility-scale, ground mounted | Financial data | Nominal investment (pv modules) [2020-MEUR/MW_e] | Nominal investment | pv modules | MEUR/MW_e | 2020 |  |  | ctrl | 2015 | 0.88873
22 Utility-scale PV | PV - renewable power - solar - utility-scale, ground mounted | PV | renewable power | solar | utility-scale, ground mounted | Financial data | Nominal investment (pv modules) [2020-MEUR/MW_e] | Nominal investment | pv modules | MEUR/MW_e | 2020 |  |  | ctrl | 2020 | 0.25679
22 Utility-scale PV | PV - renewable power - solar - utility-scale, ground mounted | PV | renewable power | solar | utility-scale, ground mounted | Financial data | Nominal investment (pv modules) [2020-MEUR/MW_e] | Nominal investment | pv modules | MEUR/MW_e | 2020 |  |  | lower | 2020 | 0.24823
22 Utility-scale PV | PV - renewable power - solar - utility-scale, ground mounted | PV | renewable power | solar | utility-scale, ground mounted | Financial data | Nominal investment (pv modules) [2020-MEUR/MW_e] | Nominal investment | pv modules | MEUR/MW_e | 2020 |  |  | upper | 2020 | 0.27391
22 Utility-scale PV | PV - renewable power - solar - utility-scale, ground mounted | PV | renewable power | solar | utility-scale, ground mounted | Financial data | Nominal investment (pv modules) [2020-MEUR/MW_e] | Nominal investment | pv modules | MEUR/MW_e | 2020 |  |  | ctrl | 2030 | 0.14233
22 Utility-scale PV | PV - renewable power - solar - utility-scale, ground mounted | PV | renewable power | solar | utility-scale, ground mounted | Financial data | Nominal investment (pv modules) [2020-MEUR/MW_e] | Nominal investment | pv modules | MEUR/MW_e | 2020 |  |  | ctrl | 2040 | 0.10599
22 Utility-scale PV | PV - renewable power - solar - utility-scale, ground mounted | PV | renewable power | solar | utility-scale, ground mounted | Financial data | Nominal investment (pv modules) [2020-MEUR/MW_e] | Nominal investment | pv modules | MEUR/MW_e | 2020 |  |  | ctrl | 2050 | 0.0906
22 Utility-scale PV | PV - renewable power - solar - utility-scale, ground mounted | PV | renewable power | solar | utility-scale, ground mounted | Financial data | Nominal investment (pv modules) [2020-MEUR/MW_e] | Nominal investment | pv modules | MEUR/MW_e | 2020 |  |  | lower | 2050 | 0.072253
22 Utility-scale PV | PV - renewable power - solar - utility-scale, ground mounted | PV | renewable power | solar | utility-scale, ground mounted | Financial data | Nominal investment (pv modules) [2020-MEUR/MW_e] | Nominal investment | pv modules | MEUR/MW_e | 2020 |  |  | upper | 2050 | 0.17066
22 Utility-scale PV | PV - renewable power - solar - utility-scale, ground mounted | PV | renewable power | solar | utility-scale, ground mounted | Technology-specific data | Nominal investment (installation, per DC) [2020-MEUR/MW_e] | Nominal investment | installation, per DC | MEUR/MW_e | 2020 | V |  | ctrl | 2015 | 0.10618
22 Utility-scale PV | PV - renewable power - solar - utility-scale, ground mounted | PV | renewable power | solar | utility-scale, ground mounted | Technology-specific data | Nominal investment (installation, per DC) [2020-MEUR/MW_e] | Nominal investment | installation, per DC | MEUR/MW_e | 2020 | V |  | ctrl | 2020 | 0.10221
22 Utility-scale PV | PV - renewable power - solar - utility-scale, ground mounted | PV | renewable power | solar | utility-scale, ground mounted | Technology-specific data | Nominal investment (installation, per DC) [2020-MEUR/MW_e] | Nominal investment | installation, per DC | MEUR/MW_e | 2020 | V |  | lower | 2020 | 0.098802
22 Utility-scale PV | PV - renewable power - solar - utility-scale, ground mounted | PV | renewable power | solar | utility-scale, ground mounted | Technology-specific data | Nominal investment (installation, per DC) [2020-MEUR/MW_e] | Nominal investment | installation, per DC | MEUR/MW_e | 2020 | V |  | upper | 2020 | 0.10902
22 Utility-scale PV | PV - renewable power - solar - utility-scale, ground mounted | PV | renewable power | solar | utility-scale, ground mounted | Technology-specific data | Nominal investment (installation, per DC) [2020-MEUR/MW_e] | Nominal investment | installation, per DC | MEUR/MW_e | 2020 | V |  | ctrl | 2030 | 0.082343
22 Utility-scale PV | PV - renewable power - solar - utility-scale, ground mounted | PV | renewable power | solar | utility-scale, ground mounted | Technology-specific data | Nominal investment (installation, per DC) [2020-MEUR/MW_e] | Nominal investment | installation, per DC | MEUR/MW_e | 2020 | V |  | ctrl | 2040 | 0.073916
22 Utility-scale PV | PV - renewable power - solar - utility-scale, ground mounted | PV | renewable power | solar | utility-scale, ground mounted | Technology-specific data | Nominal investment (installation, per DC) [2020-MEUR/MW_e] | Nominal investment | installation, per DC | MEUR/MW_e | 2020 | V |  | ctrl | 2050 | 0.069788
22 Utility-scale PV | PV - renewable power - solar - utility-scale, ground mounted | PV | renewable power | solar | utility-scale, ground mounted | Technology-specific data | Nominal investment (installation, per DC) [2020-MEUR/MW_e] | Nominal investment | installation, per DC | MEUR/MW_e | 2020 | V |  | lower | 2050 | 0.062872
22 Utility-scale PV | PV - renewable power - solar - utility-scale, ground mounted | PV | renewable power | solar | utility-scale, ground mounted | Technology-specific data | Nominal investment (installation, per DC) [2020-MEUR/MW_e] | Nominal investment | installation, per DC | MEUR/MW_e | 2020 | V |  | upper | 2050 | 0.078977
22 Utility-scale PV | PV - renewable power - solar - utility-scale, ground mounted | PV | renewable power | solar | utility-scale, ground mounted | Technology-specific data | Nominal investment (inverter, per DC) [2020-MEUR/MW_e] | Nominal investment | inverter, per DC | MEUR/MW_e | 2020 |  |  | ctrl | 2015 | 0.084944
22 Utility-scale PV | PV - renewable power - solar - utility-scale, ground mounted | PV | renewable power | solar | utility-scale, ground mounted | Technology-specific data | Nominal investment (inverter, per DC) [2020-MEUR/MW_e] | Nominal investment | inverter, per DC | MEUR/MW_e | 2020 |  |  | ctrl | 2020 | 0.024965
22 Utility-scale PV | PV - renewable power - solar - utility-scale, ground mounted | PV | renewable power | solar | utility-scale, ground mounted | Technology-specific data | Nominal investment (inverter, per DC) [2020-MEUR/MW_e] | Nominal investment | inverter, per DC | MEUR/MW_e | 2020 |  |  | lower | 2020 | 0.024133
22 Utility-scale PV | PV - renewable power - solar - utility-scale, ground mounted | PV | renewable power | solar | utility-scale, ground mounted | Technology-specific data | Nominal investment (inverter, per DC) [2020-MEUR/MW_e] | Nominal investment | inverter, per DC | MEUR/MW_e | 2020 |  |  | upper | 2020 | 0.02663
22 Utility-scale PV | PV - renewable power - solar - utility-scale, ground mounted | PV | renewable power | solar | utility-scale, ground mounted | Technology-specific data | Nominal investment (inverter, per DC) [2020-MEUR/MW_e] | Nominal investment | inverter, per DC | MEUR/MW_e | 2020 |  |  | ctrl | 2030 | 0.016204
22 Utility-scale PV | PV - renewable power - solar - utility-scale, ground mounted | PV | renewable power | solar | utility-scale, ground mounted | Technology-specific data | Nominal investment (inverter, per DC) [2020-MEUR/MW_e] | Nominal investment | inverter, per DC | MEUR/MW_e | 2020 |  |  | ctrl | 2040 | 0.013057
22 Utility-scale PV | PV - renewable power - solar - utility-scale, ground mounted | PV | renewable power | solar | utility-scale, ground mounted | Technology-specific data | Nominal investment (inverter, per DC) [2020-MEUR/MW_e] | Nominal investment | inverter, per DC | MEUR/MW_e | 2020 |  |  | ctrl | 2050 | 0.011639
22 Utility-scale PV | PV - renewable power - solar - utility-scale, ground mounted | PV | renewable power | solar | utility-scale, ground mounted | Technology-specific data | Nominal investment (inverter, per DC) [2020-MEUR/MW_e] | Nominal investment | inverter, per DC | MEUR/MW_e | 2020 |  |  | lower | 2050 | 0.0097724
22 Utility-scale PV | PV - renewable power - solar - utility-scale, ground mounted | PV | renewable power | solar | utility-scale, ground mounted | Technology-specific data | Nominal investment (inverter, per DC) [2020-MEUR/MW_e] | Nominal investment | inverter, per DC | MEUR/MW_e | 2020 |  |  | upper | 2050 | 0.013974
22 Utility-scale PV | PV - renewable power - solar - utility-scale, ground mounted | PV | renewable power | solar | utility-scale, ground mounted | Technology-specific data | Nominal investment (other, i.e. residual balance of plant, per DC) [2020-MEUR/MW_e] | Nominal investment | other, i.e. residual balance of plant, per DC | MEUR/MW_e | 2020 |  |  | ctrl | 2015 | 0.16989
22 Utility-scale PV | PV - renewable power - solar - utility-scale, ground mounted | PV | renewable power | solar | utility-scale, ground mounted | Technology-specific data | Nominal investment (other, i.e. residual balance of plant, per DC) [2020-MEUR/MW_e] | Nominal investment | other, i.e. residual balance of plant, per DC | MEUR/MW_e | 2020 |  |  | ctrl | 2020 | 0.03913
22 Utility-scale PV | PV - renewable power - solar - utility-scale, ground mounted | PV | renewable power | solar | utility-scale, ground mounted | Technology-specific data | Nominal investment (other, i.e. residual balance of plant, per DC) [2020-MEUR/MW_e] | Nominal investment | other, i.e. residual balance of plant, per DC | MEUR/MW_e | 2020 |  |  | lower | 2020 | 0.037826
22 Utility-scale PV | PV - renewable power - solar - utility-scale, ground mounted | PV | renewable power | solar | utility-scale, ground mounted | Technology-specific data | Nominal investment (other, i.e. residual balance of plant, per DC) [2020-MEUR/MW_e] | Nominal investment | other, i.e. residual balance of plant, per DC | MEUR/MW_e | 2020 |  |  | upper | 2020 | 0.041739
22 Utility-scale PV | PV - renewable power - solar - utility-scale, ground mounted | PV | renewable power | solar | utility-scale, ground mounted | Technology-specific data | Nominal investment (other, i.e. residual balance of plant, per DC) [2020-MEUR/MW_e] | Nominal investment | other, i.e. residual balance of plant, per DC | MEUR/MW_e | 2020 |  |  | ctrl | 2030 | 0.031525
22 Utility-scale PV | PV - renewable power - solar - utility-scale, ground mounted | PV | renewable power | solar | utility-scale, ground mounted | Technology-specific data | Nominal investment (other, i.e. residual balance of plant, per DC) [2020-MEUR/MW_e] | Nominal investment | other, i.e. residual balance of plant, per DC | MEUR/MW_e | 2020 |  |  | ctrl | 2040 | 0.028298
22 Utility-scale PV | PV - renewable power - solar - utility-scale, ground mounted | PV | renewable power | solar | utility-scale, ground mounted | Technology-specific data | Nominal investment (other, i.e. residual balance of plant, per DC) [2020-MEUR/MW_e] | Nominal investment | other, i.e. residual balance of plant, per DC | MEUR/MW_e | 2020 |  |  | ctrl | 2050 | 0.026718
22 Utility-scale PV | PV - renewable power - solar - utility-scale, ground mounted | PV | renewable power | solar | utility-scale, ground mounted | Technology-specific data | Nominal investment (other, i.e. residual balance of plant, per DC) [2020-MEUR/MW_e] | Nominal investment | other, i.e. residual balance of plant, per DC | MEUR/MW_e | 2020 |  |  | lower | 2050 | 0.02407
22 Utility-scale PV | PV - renewable power - solar - utility-scale, ground mounted | PV | renewable power | solar | utility-scale, ground mounted | Technology-specific data | Nominal investment (other, i.e. residual balance of plant, per DC) [2020-MEUR/MW_e] | Nominal investment | other, i.e. residual balance of plant, per DC | MEUR/MW_e | 2020 |  |  | upper | 2050 | 0.030236
22 Utility-scale PV | PV - renewable power - solar - utility-scale, ground mounted | PV | renewable power | solar | utility-scale, ground mounted | Financial data | Nominal investment (other, i.e. residual balance of plant) [2020-MEUR/MW_e] | Nominal investment | other, i.e. residual balance of plant | MEUR/MW_e | 2020 |  |  | ctrl | 2015 | 0.22935
22 Utility-scale PV | PV - renewable power - solar - utility-scale, ground mounted | PV | renewable power | solar | utility-scale, ground mounted | Financial data | Nominal investment (other, i.e. residual balance of plant) [2020-MEUR/MW_e] | Nominal investment | other, i.e. residual balance of plant | MEUR/MW_e | 2020 |  |  | ctrl | 2020 | 0.048913
22 Utility-scale PV | PV - renewable power - solar - utility-scale, ground mounted | PV | renewable power | solar | utility-scale, ground mounted | Financial data | Nominal investment (other, i.e. residual balance of plant) [2020-MEUR/MW_e] | Nominal investment | other, i.e. residual balance of plant | MEUR/MW_e | 2020 |  |  | lower | 2020 | 0.047283
22 Utility-scale PV | PV - renewable power - solar - utility-scale, ground mounted | PV | renewable power | solar | utility-scale, ground mounted | Financial data | Nominal investment (other, i.e. residual balance of plant) [2020-MEUR/MW_e] | Nominal investment | other, i.e. residual balance of plant | MEUR/MW_e | 2020 |  |  | upper | 2020 | 0.052174
22 Utility-scale PV | PV - renewable power - solar - utility-scale, ground mounted | PV | renewable power | solar | utility-scale, ground mounted | Financial data | Nominal investment (other, i.e. residual balance of plant) [2020-MEUR/MW_e] | Nominal investment | other, i.e. residual balance of plant | MEUR/MW_e | 2020 |  |  | ctrl | 2030 | 0.039406
22 Utility-scale PV | PV - renewable power - solar - utility-scale, ground mounted | PV | renewable power | solar | utility-scale, ground mounted | Financial data | Nominal investment (other, i.e. residual balance of plant) [2020-MEUR/MW_e] | Nominal investment | other, i.e. residual balance of plant | MEUR/MW_e | 2020 |  |  | ctrl | 2040 | 0.035373
22 Utility-scale PV | PV - renewable power - solar - utility-scale, ground mounted | PV | renewable power | solar | utility-scale, ground mounted | Financial data | Nominal investment (other, i.e. residual balance of plant) [2020-MEUR/MW_e] | Nominal investment | other, i.e. residual balance of plant | MEUR/MW_e | 2020 |  |  | ctrl | 2050 | 0.033398
22 Utility-scale PV | PV - renewable power - solar - utility-scale, ground mounted | PV | renewable power | solar | utility-scale, ground mounted | Financial data | Nominal investment (other, i.e. residual balance of plant) [2020-MEUR/MW_e] | Nominal investment | other, i.e. residual balance of plant | MEUR/MW_e | 2020 |  |  | lower | 2050 | 0.030088
22 Utility-scale PV | PV - renewable power - solar - utility-scale, ground mounted | PV | renewable power | solar | utility-scale, ground mounted | Financial data | Nominal investment (other, i.e. residual balance of plant) [2020-MEUR/MW_e] | Nominal investment | other, i.e. residual balance of plant | MEUR/MW_e | 2020 |  |  | upper | 2050 | 0.037795
22 Utility-scale PV | PV - renewable power - solar - utility-scale, ground mounted | PV | renewable power | solar | utility-scale, ground mounted | Financial data | Nominal investment (soft costs) [2020-MEUR/MW_e] | Nominal investment | soft costs | MEUR/MW_e | 2020 | V |  | ctrl | 2015 | 0.086006
22 Utility-scale PV | PV - renewable power - solar - utility-scale, ground mounted | PV | renewable power | solar | utility-scale, ground mounted | Financial data | Nominal investment (soft costs) [2020-MEUR/MW_e] | Nominal investment | soft costs | MEUR/MW_e | 2020 | V |  | ctrl | 2020 | 0.036685
22 Utility-scale PV | PV - renewable power - solar - utility-scale, ground mounted | PV | renewable power | solar | utility-scale, ground mounted | Financial data | Nominal investment (soft costs) [2020-MEUR/MW_e] | Nominal investment | soft costs | MEUR/MW_e | 2020 | V |  | lower | 2020 | 0.035462
22 Utility-scale PV | PV - renewable power - solar - utility-scale, ground mounted | PV | renewable power | solar | utility-scale, ground mounted | Financial data | Nominal investment (soft costs) [2020-MEUR/MW_e] | Nominal investment | soft costs | MEUR/MW_e | 2020 | V |  | upper | 2020 | 0.03913
22 Utility-scale PV | PV - renewable power - solar - utility-scale, ground mounted | PV | renewable power | solar | utility-scale, ground mounted | Financial data | Nominal investment (soft costs) [2020-MEUR/MW_e] | Nominal investment | soft costs | MEUR/MW_e | 2020 | V |  | ctrl | 2030 | 0.029555
22 Utility-scale PV | PV - renewable power - solar - utility-scale, ground mounted | PV | renewable power | solar | utility-scale, ground mounted | Financial data | Nominal investment (soft costs) [2020-MEUR/MW_e] | Nominal investment | soft costs | MEUR/MW_e | 2020 | V |  | ctrl | 2040 | 0.02653
22 Utility-scale PV | PV - renewable power - solar - utility-scale, ground mounted | PV | renewable power | solar | utility-scale, ground mounted | Financial data | Nominal investment (soft costs) [2020-MEUR/MW_e] | Nominal investment | soft costs | MEUR/MW_e | 2020 | V |  | ctrl | 2050 | 0.025048
22 Utility-scale PV | PV - renewable power - solar - utility-scale, ground mounted | PV | renewable power | solar | utility-scale, ground mounted | Financial data | Nominal investment (soft costs) [2020-MEUR/MW_e] | Nominal investment | soft costs | MEUR/MW_e | 2020 | V |  | lower | 2050 | 0.022566
22 Utility-scale PV | PV - renewable power - solar - utility-scale, ground mounted | PV | renewable power | solar | utility-scale, ground mounted | Financial data | Nominal investment (soft costs) [2020-MEUR/MW_e] | Nominal investment | soft costs | MEUR/MW_e | 2020 | V |  | upper | 2050 | 0.028346
22 Utility-scale PV | PV - renewable power - solar - utility-scale, ground mounted | PV | renewable power | solar | utility-scale, ground mounted | Technology-specific data | Nominal investment (pv module, per DC) [2020-MEUR/MW_e] | Nominal investment | pv module, per DC | MEUR/MW_e | 2020 |  |  | ctrl | 2015 | 0.65832
22 Utility-scale PV | PV - renewable power - solar - utility-scale, ground mounted | PV | renewable power | solar | utility-scale, ground mounted | Technology-specific data | Nominal investment (pv module, per DC) [2020-MEUR/MW_e] | Nominal investment | pv module, per DC | MEUR/MW_e | 2020 |  |  | ctrl | 2020 | 0.20543
22 Utility-scale PV | PV - renewable power - solar - utility-scale, ground mounted | PV | renewable power | solar | utility-scale, ground mounted | Technology-specific data | Nominal investment (pv module, per DC) [2020-MEUR/MW_e] | Nominal investment | pv module, per DC | MEUR/MW_e | 2020 |  |  | lower | 2020 | 0.19859
22 Utility-scale PV | PV - renewable power - solar - utility-scale, ground mounted | PV | renewable power | solar | utility-scale, ground mounted | Technology-specific data | Nominal investment (pv module, per DC) [2020-MEUR/MW_e] | Nominal investment | pv module, per DC | MEUR/MW_e | 2020 |  |  | upper | 2020 | 0.21913
22 Utility-scale PV | PV - renewable power - solar - utility-scale, ground mounted | PV | renewable power | solar | utility-scale, ground mounted | Technology-specific data | Nominal investment (pv module, per DC) [2020-MEUR/MW_e] | Nominal investment | pv module, per DC | MEUR/MW_e | 2020 |  |  | ctrl | 2030 | 0.11386
22 Utility-scale PV | PV - renewable power - solar - utility-scale, ground mounted | PV | renewable power | solar | utility-scale, ground mounted | Technology-specific data | Nominal investment (pv module, per DC) [2020-MEUR/MW_e] | Nominal investment | pv module, per DC | MEUR/MW_e | 2020 |  |  | ctrl | 2040 | 0.084792
22 Utility-scale PV | PV - renewable power - solar - utility-scale, ground mounted | PV | renewable power | solar | utility-scale, ground mounted | Technology-specific data | Nominal investment (pv module, per DC) [2020-MEUR/MW_e] | Nominal investment | pv module, per DC | MEUR/MW_e | 2020 |  |  | ctrl | 2050 | 0.07248
22 Utility-scale PV | PV - renewable power - solar - utility-scale, ground mounted | PV | renewable power | solar | utility-scale, ground mounted | Technology-specific data | Nominal investment (pv module, per DC) [2020-MEUR/MW_e] | Nominal investment | pv module, per DC | MEUR/MW_e | 2020 |  |  | lower | 2050 | 0.057802
22 Utility-scale PV | PV - renewable power - solar - utility-scale, ground mounted | PV | renewable power | solar | utility-scale, ground mounted | Technology-specific data | Nominal investment (pv module, per DC) [2020-MEUR/MW_e] | Nominal investment | pv module, per DC | MEUR/MW_e | 2020 |  |  | upper | 2050 | 0.13653
22 Utility-scale PV | PV - renewable power - solar - utility-scale, ground mounted | PV | renewable power | solar | utility-scale, ground mounted | Technology-specific data | Nominal investment (soft costs, per DC) [2020-MEUR/MW_e] | Nominal investment | soft costs, per DC | MEUR/MW_e | 2020 | V |  | ctrl | 2015 | 0.063708
22 Utility-scale PV | PV - renewable power - solar - utility-scale, ground mounted | PV | renewable power | solar | utility-scale, ground mounted | Technology-specific data | Nominal investment (soft costs, per DC) [2020-MEUR/MW_e] | Nominal investment | soft costs, per DC | MEUR/MW_e | 2020 | V |  | ctrl | 2020 | 0.029348
22 Utility-scale PV | PV - renewable power - solar - utility-scale, ground mounted | PV | renewable power | solar | utility-scale, ground mounted | Technology-specific data | Nominal investment (soft costs, per DC) [2020-MEUR/MW_e] | Nominal investment | soft costs, per DC | MEUR/MW_e | 2020 | V |  | lower | 2020 | 0.02837
22 Utility-scale PV | PV - renewable power - solar - utility-scale, ground mounted | PV | renewable power | solar | utility-scale, ground mounted | Technology-specific data | Nominal investment (soft costs, per DC) [2020-MEUR/MW_e] | Nominal investment | soft costs, per DC | MEUR/MW_e | 2020 | V |  | upper | 2020 | 0.031304
22 Utility-scale PV | PV - renewable power - solar - utility-scale, ground mounted | PV | renewable power | solar | utility-scale, ground mounted | Technology-specific data | Nominal investment (soft costs, per DC) [2020-MEUR/MW_e] | Nominal investment | soft costs, per DC | MEUR/MW_e | 2020 | V |  | ctrl | 2030 | 0.023644
22 Utility-scale PV | PV - renewable power - solar - utility-scale, ground mounted | PV | renewable power | solar | utility-scale, ground mounted | Technology-specific data | Nominal investment (soft costs, per DC) [2020-MEUR/MW_e] | Nominal investment | soft costs, per DC | MEUR/MW_e | 2020 | V |  | ctrl | 2040 | 0.021224
22 Utility-scale PV | PV - renewable power - solar - utility-scale, ground mounted | PV | renewable power | solar | utility-scale, ground mounted | Technology-specific data | Nominal investment (soft costs, per DC) [2020-MEUR/MW_e] | Nominal investment | soft costs, per DC | MEUR/MW_e | 2020 | V |  | ctrl | 2050 | 0.020039
22 Utility-scale PV | PV - renewable power - solar - utility-scale, ground mounted | PV | renewable power | solar | utility-scale, ground mounted | Technology-specific data | Nominal investment (soft costs, per DC) [2020-MEUR/MW_e] | Nominal investment | soft costs, per DC | MEUR/MW_e | 2020 | V |  | lower | 2050 | 0.018053
22 Utility-scale PV | PV - renewable power - solar - utility-scale, ground mounted | PV | renewable power | solar | utility-scale, ground mounted | Technology-specific data | Nominal investment (soft costs, per DC) [2020-MEUR/MW_e] | Nominal investment | soft costs, per DC | MEUR/MW_e | 2020 | V |  | upper | 2050 | 0.022677
22 Utility-scale PV | PV - renewable power - solar - utility-scale, ground mounted | PV | renewable power | solar | utility-scale, ground mounted | Technology-specific data | Nominal investment (transformer and grid connection, per DC) [2020-MEUR/MW_e] | Nominal investment | transformer and grid connection, per DC | MEUR/MW_e | 2020 | R |  | ctrl | 2015 | 0.063708
22 Utility-scale PV | PV - renewable power - solar - utility-scale, ground mounted | PV | renewable power | solar | utility-scale, ground mounted | Technology-specific data | Nominal investment (transformer and grid connection, per DC) [2020-MEUR/MW_e] | Nominal investment | transformer and grid connection, per DC | MEUR/MW_e | 2020 | R |  | ctrl | 2020 | 0.048913
22 Utility-scale PV | PV - renewable power - solar - utility-scale, ground mounted | PV | renewable power | solar | utility-scale, ground mounted | Technology-specific data | Nominal investment (transformer and grid connection, per DC) [2020-MEUR/MW_e] | Nominal investment | transformer and grid connection, per DC | MEUR/MW_e | 2020 | R |  | lower | 2020 | 0.047283
22 Utility-scale PV | PV - renewable power - solar - utility-scale, ground mounted | PV | renewable power | solar | utility-scale, ground mounted | Technology-specific data | Nominal investment (transformer and grid connection, per DC) [2020-MEUR/MW_e] | Nominal investment | transformer and grid connection, per DC | MEUR/MW_e | 2020 | R |  | upper | 2020 | 0.052174
22 Utility-scale PV | PV - renewable power - solar - utility-scale, ground mounted | PV | renewable power | solar | utility-scale, ground mounted | Technology-specific data | Nominal investment (transformer and grid connection, per DC) [2020-MEUR/MW_e] | Nominal investment | transformer and grid connection, per DC | MEUR/MW_e | 2020 | R |  | ctrl | 2030 | 0.039406
22 Utility-scale PV | PV - renewable power - solar - utility-scale, ground mounted | PV | renewable power | solar | utility-scale, ground mounted | Technology-specific data | Nominal investment (transformer and grid connection, per DC) [2020-MEUR/MW_e] | Nominal investment | transformer and grid connection, per DC | MEUR/MW_e | 2020 | R |  | ctrl | 2040 | 0.035373
22 Utility-scale PV | PV - renewable power - solar - utility-scale, ground mounted | PV | renewable power | solar | utility-scale, ground mounted | Technology-specific data | Nominal investment (transformer and grid connection, per DC) [2020-MEUR/MW_e] | Nominal investment | transformer and grid connection, per DC | MEUR/MW_e | 2020 | R |  | ctrl | 2050 | 0.033398
22 Utility-scale PV | PV - renewable power - solar - utility-scale, ground mounted | PV | renewable power | solar | utility-scale, ground mounted | Technology-specific data | Nominal investment (transformer and grid connection, per DC) [2020-MEUR/MW_e] | Nominal investment | transformer and grid connection, per DC | MEUR/MW_e | 2020 | R |  | lower | 2050 | 0.030088
22 Utility-scale PV | PV - renewable power - solar - utility-scale, ground mounted | PV | renewable power | solar | utility-scale, ground mounted | Technology-specific data | Nominal investment (transformer and grid connection, per DC) [2020-MEUR/MW_e] | Nominal investment | transformer and grid connection, per DC | MEUR/MW_e | 2020 | R |  | upper | 2050 | 0.037795
22 Utility-scale PV | PV - renewable power - solar - utility-scale, ground mounted | PV | renewable power | solar | utility-scale, ground mounted | Technology-specific data | PV module conversion efficiency [] | PV module conversion efficiency |  | [] |  | U | 3 | ctrl | 2015 | 0.165
22 Utility-scale PV | PV - renewable power - solar - utility-scale, ground mounted | PV | renewable power | solar | utility-scale, ground mounted | Technology-specific data | PV module conversion efficiency [] | PV module conversion efficiency |  | [] |  | U | 3 | ctrl | 2020 | 0.205
22 Utility-scale PV | PV - renewable power - solar - utility-scale, ground mounted | PV | renewable power | solar | utility-scale, ground mounted | Technology-specific data | PV module conversion efficiency [] | PV module conversion efficiency |  | [] |  | U | 3 | lower | 2020 | 0.2
22 Utility-scale PV | PV - renewable power - solar - utility-scale, ground mounted | PV | renewable power | solar | utility-scale, ground mounted | Technology-specific data | PV module conversion efficiency [] | PV module conversion efficiency |  | [] |  | U | 3 | upper | 2020 | 0.21
22 Utility-scale PV | PV - renewable power - solar - utility-scale, ground mounted | PV | renewable power | solar | utility-scale, ground mounted | Technology-specific data | PV module conversion efficiency [] | PV module conversion efficiency |  | [] |  | U | 3 | ctrl | 2030 | 0.23
22 Utility-scale PV | PV - renewable power - solar - utility-scale, ground mounted | PV | renewable power | solar | utility-scale, ground mounted | Technology-specific data | PV module conversion efficiency [] | PV module conversion efficiency |  | [] |  | U | 3 | ctrl | 2040 | 0.245
22 Utility-scale PV | PV - renewable power - solar - utility-scale, ground mounted | PV | renewable power | solar | utility-scale, ground mounted | Technology-specific data | PV module conversion efficiency [] | PV module conversion efficiency |  | [] |  | U | 3 | ctrl | 2050 | 0.26
22 Utility-scale PV | PV - renewable power - solar - utility-scale, ground mounted | PV | renewable power | solar | utility-scale, ground mounted | Technology-specific data | PV module conversion efficiency [] | PV module conversion efficiency |  | [] |  | U | 3 | lower | 2050
22 Utility-scale PV | PV - renewable power - solar - utility-scale, ground mounted | PV | renewable power | solar | utility-scale, ground mounted | Technology-specific data | PV module conversion efficiency [] | PV module conversion efficiency |  | [] |  | U | 3 | upper | 2050
22 Utility-scale PV | PV - renewable power - solar - utility-scale, ground mounted | PV | renewable power | solar | utility-scale, ground mounted | Technology-specific data | Performance ratio (contribution from bifaciality) [] | Performance ratio | contribution from bifaciality | [] |  | H | 3 | ctrl | 2015 | 0
22 Utility-scale PV | PV - renewable power - solar - utility-scale, ground mounted | PV | renewable power | solar | utility-scale, ground mounted | Technology-specific data | Performance ratio (contribution from bifaciality) [] | Performance ratio | contribution from bifaciality | [] |  | H | 3 | ctrl | 2020 | 0.01
22 Utility-scale PV | PV - renewable power - solar - utility-scale, ground mounted | PV | renewable power | solar | utility-scale, ground mounted | Technology-specific data | Performance ratio (contribution from bifaciality) [] | Performance ratio | contribution from bifaciality | [] |  | H | 3 | lower | 2020
22 Utility-scale PV | PV - renewable power - solar - utility-scale, ground mounted | PV | renewable power | solar | utility-scale, ground mounted | Technology-specific data | Performance ratio (contribution from bifaciality) [] | Performance ratio | contribution from bifaciality | [] |  | H | 3 | upper | 2020
22 Utility-scale PV | PV - renewable power - solar - utility-scale, ground mounted | PV | renewable power | solar | utility-scale, ground mounted | Technology-specific data | Performance ratio (contribution from bifaciality) [] | Performance ratio | contribution from bifaciality | [] |  | H | 3 | ctrl | 2030 | 0.05
22 Utility-scale PV | PV - renewable power - solar - utility-scale, ground mounted | PV | renewable power | solar | utility-scale, ground mounted | Technology-specific data | Performance ratio (contribution from bifaciality) [] | Performance ratio | contribution from bifaciality | [] |  | H | 3 | ctrl | 2040 | 0.05
22 Utility-scale PV | PV - renewable power - solar - utility-scale, ground mounted | PV | renewable power | solar | utility-scale, ground mounted | Technology-specific data | Performance ratio (contribution from bifaciality) [] | Performance ratio | contribution from bifaciality | [] |  | H | 3 | ctrl | 2050 | 0.05
22 Utility-scale PV | PV - renewable power - solar - utility-scale, ground mounted | PV | renewable power | solar | utility-scale, ground mounted | Technology-specific data | Performance ratio (contribution from bifaciality) [] | Performance ratio | contribution from bifaciality | [] |  | H | 3 | lower | 2050
22 Utility-scale PV | PV - renewable power - solar - utility-scale, ground mounted | PV | renewable power | solar | utility-scale, ground mounted | Technology-specific data | Performance ratio (contribution from bifaciality) [] | Performance ratio | contribution from bifaciality | [] |  | H | 3 | upper | 2050
22 Utility-scale PV | PV - renewable power - solar - utility-scale, ground mounted | PV | renewable power | solar | utility-scale, ground mounted | Technology-specific data | Performance ratio (measure of combined losses) [] | Performance ratio | measure of combined losses | [] |  | F |  | ctrl | 2015 | 0.81
22 Utility-scale PV | PV - renewable power - solar - utility-scale, ground mounted | PV | renewable power | solar | utility-scale, ground mounted | Technology-specific data | Performance ratio (measure of combined losses) [] | Performance ratio | measure of combined losses | [] |  | F |  | ctrl | 2020 | 0.86
22 Utility-scale PV | PV - renewable power - solar - utility-scale, ground mounted | PV | renewable power | solar | utility-scale, ground mounted | Technology-specific data | Performance ratio (measure of combined losses) [] | Performance ratio | measure of combined losses | [] |  | F |  | lower | 2020
22 Utility-scale PV | PV - renewable power - solar - utility-scale, ground mounted | PV | renewable power | solar | utility-scale, ground mounted | Technology-specific data | Performance ratio (measure of combined losses) [] | Performance ratio | measure of combined losses | [] |  | F |  | upper | 2020
22 Utility-scale PV | PV - renewable power - solar - utility-scale, ground mounted | PV | renewable power | solar | utility-scale, ground mounted | Technology-specific data | Performance ratio (measure of combined losses) [] | Performance ratio | measure of combined losses | [] |  | F |  | ctrl | 2030 | 0.95
22 Utility-scale PV | PV - renewable power - solar - utility-scale, ground mounted | PV | renewable power | solar | utility-scale, ground mounted | Technology-specific data | Performance ratio (measure of combined losses) [] | Performance ratio | measure of combined losses | [] |  | F |  | ctrl | 2040 | 0.96
22 Utility-scale PV | PV - renewable power - solar - utility-scale, ground mounted | PV | renewable power | solar | utility-scale, ground mounted | Technology-specific data | Performance ratio (measure of combined losses) [] | Performance ratio | measure of combined losses | [] |  | F |  | ctrl | 2050 | 0.97
22 Utility-scale PV | PV - renewable power - solar - utility-scale, ground mounted | PV | renewable power | solar | utility-scale, ground mounted | Technology-specific data | Performance ratio (measure of combined losses) [] | Performance ratio | measure of combined losses | [] |  | F |  | lower | 2050
22 Utility-scale PV | PV - renewable power - solar - utility-scale, ground mounted | PV | renewable power | solar | utility-scale, ground mounted | Technology-specific data | Performance ratio (measure of combined losses) [] | Performance ratio | measure of combined losses | [] |  | F |  | upper | 2050
22 Utility-scale PV | PV - renewable power - solar - utility-scale, ground mounted | PV | renewable power | solar | utility-scale, ground mounted | Technology-specific data | Sizing factor (DC/AC) [W_e/W_e] | Sizing factor | DC/AC | W_e/W_e |  | D | 6 | ctrl | 2015 | 1.35
22 Utility-scale PV | PV - renewable power - solar - utility-scale, ground mounted | PV | renewable power | solar | utility-scale, ground mounted | Technology-specific data | Sizing factor (DC/AC) [W_e/W_e] | Sizing factor | DC/AC | W_e/W_e |  | D | 6 | ctrl | 2020 | 1.25
22 Utility-scale PV | PV - renewable power - solar - utility-scale, ground mounted | PV | renewable power | solar | utility-scale, ground mounted | Technology-specific data | Sizing factor (DC/AC) [W_e/W_e] | Sizing factor | DC/AC | W_e/W_e |  | D | 6 | lower | 2020
22 Utility-scale PV | PV - renewable power - solar - utility-scale, ground mounted | PV | renewable power | solar | utility-scale, ground mounted | Technology-specific data | Sizing factor (DC/AC) [W_e/W_e] | Sizing factor | DC/AC | W_e/W_e |  | D | 6 | upper | 2020
22 Utility-scale PV | PV - renewable power - solar - utility-scale, ground mounted | PV | renewable power | solar | utility-scale, ground mounted | Technology-specific data | Sizing factor (DC/AC) [W_e/W_e] | Sizing factor | DC/AC | W_e/W_e |  | D | 6 | ctrl | 2030 | 1.25
22 Utility-scale PV | PV - renewable power - solar - utility-scale, ground mounted | PV | renewable power | solar | utility-scale, ground mounted | Technology-specific data | Sizing factor (DC/AC) [W_e/W_e] | Sizing factor | DC/AC | W_e/W_e |  | D | 6 | ctrl | 2040 | 1.25
22 Utility-scale PV | PV - renewable power - solar - utility-scale, ground mounted | PV | renewable power | solar | utility-scale, ground mounted | Technology-specific data | Sizing factor (DC/AC) [W_e/W_e] | Sizing factor | DC/AC | W_e/W_e |  | D | 6 | ctrl | 2050 | 1.25
22 Utility-scale PV | PV - renewable power - solar - utility-scale, ground mounted | PV | renewable power | solar | utility-scale, ground mounted | Technology-specific data | Sizing factor (DC/AC) [W_e/W_e] | Sizing factor | DC/AC | W_e/W_e |  | D | 6 | lower | 2050
22 Utility-scale PV | PV - renewable power - solar - utility-scale, ground mounted | PV | renewable power | solar | utility-scale, ground mounted | Technology-specific data | Sizing factor (DC/AC) [W_e/W_e] | Sizing factor | DC/AC | W_e/W_e |  | D | 6 | upper | 2050
22 Utility-scale PV | PV - renewable power - solar - utility-scale, ground mounted | PV | renewable power | solar | utility-scale, ground mounted | Technology-specific data | Space requirement (per DC) [1000m2/MW_e] | Space requirement | per DC | 1000m2/MW_e |  | B,B1 | 6 | ctrl | 2015 | 15
22 Utility-scale PV | PV - renewable power - solar - utility-scale, ground mounted | PV | renewable power | solar | utility-scale, ground mounted | Technology-specific data | Space requirement (per DC) [1000m2/MW_e] | Space requirement | per DC | 1000m2/MW_e |  | B,B1 | 6 | ctrl | 2020 | 11
22 Utility-scale PV | PV - renewable power - solar - utility-scale, ground mounted | PV | renewable power | solar | utility-scale, ground mounted | Technology-specific data | Space requirement (per DC) [1000m2/MW_e] | Space requirement | per DC | 1000m2/MW_e |  | B,B1 | 6 | lower | 2020
22 Utility-scale PV | PV - renewable power - solar - utility-scale, ground mounted | PV | renewable power | solar | utility-scale, ground mounted | Technology-specific data | Space requirement (per DC) [1000m2/MW_e] | Space requirement | per DC | 1000m2/MW_e |  | B,B1 | 6 | upper | 2020
22 Utility-scale PV | PV - renewable power - solar - utility-scale, ground mounted | PV | renewable power | solar | utility-scale, ground mounted | Technology-specific data | Space requirement (per DC) [1000m2/MW_e] | Space requirement | per DC | 1000m2/MW_e |  | B,B1 | 6 | ctrl | 2030 | 9.8043
22 Utility-scale PV | PV - renewable power - solar - utility-scale, ground mounted | PV | renewable power | solar | utility-scale, ground mounted | Technology-specific data | Space requirement (per DC) [1000m2/MW_e] | Space requirement | per DC | 1000m2/MW_e |  | B,B1 | 6 | ctrl | 2040 | 9.2041
22 Utility-scale PV | PV - renewable power - solar - utility-scale, ground mounted | PV | renewable power | solar | utility-scale, ground mounted | Technology-specific data | Space requirement (per DC) [1000m2/MW_e] | Space requirement | per DC | 1000m2/MW_e |  | B,B1 | 6 | ctrl | 2050 | 8.6731
22 Utility-scale PV | PV - renewable power - solar - utility-scale, ground mounted | PV | renewable power | solar | utility-scale, ground mounted | Technology-specific data | Space requirement (per DC) [1000m2/MW_e] | Space requirement | per DC | 1000m2/MW_e |  | B,B1 | 6 | lower | 2050
22 Utility-scale PV | PV - renewable power - solar - utility-scale, ground mounted | PV | renewable power | solar | utility-scale, ground mounted | Technology-specific data | Space requirement (per DC) [1000m2/MW_e] | Space requirement | per DC | 1000m2/MW_e |  | B,B1 | 6 | upper | 2050
22 Utility-scale PV | PV - renewable power - solar - utility-scale, ground mounted | PV | renewable power | solar | utility-scale, ground mounted | Technology-specific data | Transposition factor | Transposition factor |  |  |  | E |  | ctrl | 2015 | 1.15
22 Utility-scale PV | PV - renewable power - solar - utility-scale, ground mounted | PV | renewable power | solar | utility-scale, ground mounted | Technology-specific data | Transposition factor | Transposition factor |  |  |  | E |  | ctrl | 2020 | 1.17
22 Utility-scale PV | PV - renewable power - solar - utility-scale, ground mounted | PV | renewable power | solar | utility-scale, ground mounted | Technology-specific data | Transposition factor | Transposition factor |  |  |  | E |  | lower | 2020
22 Utility-scale PV | PV - renewable power - solar - utility-scale, ground mounted | PV | renewable power | solar | utility-scale, ground mounted | Technology-specific data | Transposition factor | Transposition factor |  |  |  | E |  | upper | 2020
22 Utility-scale PV | PV - renewable power - solar - utility-scale, ground mounted | PV | renewable power | solar | utility-scale, ground mounted | Technology-specific data | Transposition factor | Transposition factor |  |  |  | E |  | ctrl | 2030 | 1.17
22 Utility-scale PV | PV - renewable power - solar - utility-scale, ground mounted | PV | renewable power | solar | utility-scale, ground mounted | Technology-specific data | Transposition factor | Transposition factor |  |  |  | E |  | ctrl | 2040 | 1.17
22 Utility-scale PV | PV - renewable power - solar - utility-scale, ground mounted | PV | renewable power | solar | utility-scale, ground mounted | Technology-specific data | Transposition factor | Transposition factor |  |  |  | E |  | ctrl | 2050 | 1.17
22 Utility-scale PV | PV - renewable power - solar - utility-scale, ground mounted | PV | renewable power | solar | utility-scale, ground mounted | Technology-specific data | Transposition factor | Transposition factor |  |  |  | E |  | lower | 2050
22 Utility-scale PV | PV - renewable power - solar - utility-scale, ground mounted | PV | renewable power | solar | utility-scale, ground mounted | Technology-specific data | Transposition factor | Transposition factor |  |  |  | E |  | upper | 2050
22 Utility-scale PV tracker | PV - renewable power - solar - utility-scale ground mounted, single axis tracking | PV | renewable power | solar | utility-scale ground mounted, single axis tracking | Energy/technical data | Construction time [years] | Construction time |  | years |  |  |  | ctrl | 2015
22 Utility-scale PV tracker | PV - renewable power - solar - utility-scale ground mounted, single axis tracking | PV | renewable power | solar | utility-scale ground mounted, single axis tracking | Energy/technical data | Construction time [years] | Construction time |  | years |  |  |  | ctrl | 2020 | 0.5
22 Utility-scale PV tracker | PV - renewable power - solar - utility-scale ground mounted, single axis tracking | PV | renewable power | solar | utility-scale ground mounted, single axis tracking | Energy/technical data | Construction time [years] | Construction time |  | years |  |  |  | lower | 2020
22 Utility-scale PV tracker | PV - renewable power - solar - utility-scale ground mounted, single axis tracking | PV | renewable power | solar | utility-scale ground mounted, single axis tracking | Energy/technical data | Construction time [years] | Construction time |  | years |  |  |  | upper | 2020
22 Utility-scale PV tracker | PV - renewable power - solar - utility-scale ground mounted, single axis tracking | PV | renewable power | solar | utility-scale ground mounted, single axis tracking | Energy/technical data | Construction time [years] | Construction time |  | years |  |  |  | ctrl | 2030 | 0.5
22 Utility-scale PV tracker | PV - renewable power - solar - utility-scale ground mounted, single axis tracking | PV | renewable power | solar | utility-scale ground mounted, single axis tracking | Energy/technical data | Construction time [years] | Construction time |  | years |  |  |  | ctrl | 2040 | 0.5
22 Utility-scale PV tracker | PV - renewable power - solar - utility-scale ground mounted, single axis tracking | PV | renewable power | solar | utility-scale ground mounted, single axis tracking | Energy/technical data | Construction time [years] | Construction time |  | years |  |  |  | ctrl | 2050 | 0.5
22 Utility-scale PV tracker | PV - renewable power - solar - utility-scale ground mounted, single axis tracking | PV | renewable power | solar | utility-scale ground mounted, single axis tracking | Energy/technical data | Construction time [years] | Construction time |  | years |  |  |  | lower | 2050
22 Utility-scale PV tracker | PV - renewable power - solar - utility-scale ground mounted, single axis tracking | PV | renewable power | solar | utility-scale ground mounted, single axis tracking | Energy/technical data | Construction time [years] | Construction time |  | years |  |  |  | upper | 2050
22 Utility-scale PV tracker | PV - renewable power - solar - utility-scale ground mounted, single axis tracking | PV | renewable power | solar | utility-scale ground mounted, single axis tracking | Energy/technical data | Forced outage [] | Forced outage |  | [] |  |  |  | ctrl | 2015
22 Utility-scale PV tracker | PV - renewable power - solar - utility-scale ground mounted, single axis tracking | PV | renewable power | solar | utility-scale ground mounted, single axis tracking | Energy/technical data | Forced outage [] | Forced outage |  | [] |  |  |  | ctrl | 2020 | 0
22 Utility-scale PV tracker | PV - renewable power - solar - utility-scale ground mounted, single axis tracking | PV | renewable power | solar | utility-scale ground mounted, single axis tracking | Energy/technical data | Forced outage [] | Forced outage |  | [] |  |  |  | lower | 2020
22 Utility-scale PV tracker | PV - renewable power - solar - utility-scale ground mounted, single axis tracking | PV | renewable power | solar | utility-scale ground mounted, single axis tracking | Energy/technical data | Forced outage [] | Forced outage |  | [] |  |  |  | upper | 2020
22 Utility-scale PV tracker | PV - renewable power - solar - utility-scale ground mounted, single axis tracking | PV | renewable power | solar | utility-scale ground mounted, single axis tracking | Energy/technical data | Forced outage [] | Forced outage |  | [] |  |  |  | ctrl | 2030 | 0
22 Utility-scale PV tracker | PV - renewable power - solar - utility-scale ground mounted, single axis tracking | PV | renewable power | solar | utility-scale ground mounted, single axis tracking | Energy/technical data | Forced outage [] | Forced outage |  | [] |  |  |  | ctrl | 2040 | 0
22 Utility-scale PV tracker | PV - renewable power - solar - utility-scale ground mounted, single axis tracking | PV | renewable power | solar | utility-scale ground mounted, single axis tracking | Energy/technical data | Forced outage [] | Forced outage |  | [] |  |  |  | ctrl | 2050 | 0
22 Utility-scale PV tracker | PV - renewable power - solar - utility-scale ground mounted, single axis tracking | PV | renewable power | solar | utility-scale ground mounted, single axis tracking | Energy/technical data | Forced outage [] | Forced outage |  | [] |  |  |  | lower | 2050
22 Utility-scale PV tracker | PV - renewable power - solar - utility-scale ground mounted, single axis tracking | PV | renewable power | solar | utility-scale ground mounted, single axis tracking | Energy/technical data | Forced outage [] | Forced outage |  | [] |  |  |  | upper | 2050
22 Utility-scale PV tracker | PV - renewable power - solar - utility-scale ground mounted, single axis tracking | PV | renewable power | solar | utility-scale ground mounted, single axis tracking | Energy/technical data | Generating capacity for one unit [MW_e] | Generating capacity for one unit |  | MW_e |  |  |  | ctrl | 2015
22 Utility-scale PV tracker | PV - renewable power - solar - utility-scale ground mounted, single axis tracking | PV | renewable power | solar | utility-scale ground mounted, single axis tracking | Energy/technical data | Generating capacity for one unit [MW_e] | Generating capacity for one unit |  | MW_e |  |  |  | ctrl | 2020 | 40
22 Utility-scale PV tracker | PV - renewable power - solar - utility-scale ground mounted, single axis tracking | PV | renewable power | solar | utility-scale ground mounted, single axis tracking | Energy/technical data | Generating capacity for one unit [MW_e] | Generating capacity for one unit |  | MW_e |  |  |  | lower | 2020
22 Utility-scale PV tracker | PV - renewable power - solar - utility-scale ground mounted, single axis tracking | PV | renewable power | solar | utility-scale ground mounted, single axis tracking | Energy/technical data | Generating capacity for one unit [MW_e] | Generating capacity for one unit |  | MW_e |  |  |  | upper | 2020
22 Utility-scale PV tracker | PV - renewable power - solar - utility-scale ground mounted, single axis tracking | PV | renewable power | solar | utility-scale ground mounted, single axis tracking | Energy/technical data | Generating capacity for one unit [MW_e] | Generating capacity for one unit |  | MW_e |  |  |  | ctrl | 2030 | 40
22 Utility-scale PV tracker | PV - renewable power - solar - utility-scale ground mounted, single axis tracking | PV | renewable power | solar | utility-scale ground mounted, single axis tracking | Energy/technical data | Generating capacity for one unit [MW_e] | Generating capacity for one unit |  | MW_e |  |  |  | ctrl | 2040 | 40
22 Utility-scale PV tracker | PV - renewable power - solar - utility-scale ground mounted, single axis tracking | PV | renewable power | solar | utility-scale ground mounted, single axis tracking | Energy/technical data | Generating capacity for one unit [MW_e] | Generating capacity for one unit |  | MW_e |  |  |  | ctrl | 2050 | 40
22 Utility-scale PV tracker | PV - renewable power - solar - utility-scale ground mounted, single axis tracking | PV | renewable power | solar | utility-scale ground mounted, single axis tracking | Energy/technical data | Generating capacity for one unit [MW_e] | Generating capacity for one unit |  | MW_e |  |  |  | lower | 2050
22 Utility-scale PV tracker | PV - renewable power - solar - utility-scale ground mounted, single axis tracking | PV | renewable power | solar | utility-scale ground mounted, single axis tracking | Energy/technical data | Generating capacity for one unit [MW_e] | Generating capacity for one unit |  | MW_e |  |  |  | upper | 2050
22 Utility-scale PV tracker | PV - renewable power - solar - utility-scale ground mounted, single axis tracking | PV | renewable power | solar | utility-scale ground mounted, single axis tracking | Energy/technical data | Planned outage [weeks per year] | Planned outage |  | weeks per year |  |  |  | ctrl | 2015
22 Utility-scale PV tracker | PV - renewable power - solar - utility-scale ground mounted, single axis tracking | PV | renewable power | solar | utility-scale ground mounted, single axis tracking | Energy/technical data | Planned outage [weeks per year] | Planned outage |  | weeks per year |  |  |  | ctrl | 2020 | 0
22 Utility-scale PV tracker | PV - renewable power - solar - utility-scale ground mounted, single axis tracking | PV | renewable power | solar | utility-scale ground mounted, single axis tracking | Energy/technical data | Planned outage [weeks per year] | Planned outage |  | weeks per year |  |  |  | lower | 2020
22 Utility-scale PV tracker | PV - renewable power - solar - utility-scale ground mounted, single axis tracking | PV | renewable power | solar | utility-scale ground mounted, single axis tracking | Energy/technical data | Planned outage [weeks per year] | Planned outage |  | weeks per year |  |  |  | upper | 2020
22 Utility-scale PV tracker | PV - renewable power - solar - utility-scale ground mounted, single axis tracking | PV | renewable power | solar | utility-scale ground mounted, single axis tracking | Energy/technical data | Planned outage [weeks per year] | Planned outage |  | weeks per year |  |  |  | ctrl | 2030 | 0
22 Utility-scale PV tracker | PV - renewable power - solar - utility-scale ground mounted, single axis tracking | PV | renewable power | solar | utility-scale ground mounted, single axis tracking | Energy/technical data | Planned outage [weeks per year] | Planned outage |  | weeks per year |  |  |  | ctrl | 2040 | 0
22 Utility-scale PV tracker | PV - renewable power - solar - utility-scale ground mounted, single axis tracking | PV | renewable power | solar | utility-scale ground mounted, single axis tracking | Energy/technical data | Planned outage [weeks per year] | Planned outage |  | weeks per year |  |  |  | ctrl | 2050 | 0
22 Utility-scale PV tracker | PV - renewable power - solar - utility-scale ground mounted, single axis tracking | PV | renewable power | solar | utility-scale ground mounted, single axis tracking | Energy/technical data | Planned outage [weeks per year] | Planned outage |  | weeks per year |  |  |  | lower | 2050
22 Utility-scale PV tracker | PV - renewable power - solar - utility-scale ground mounted, single axis tracking | PV | renewable power | solar | utility-scale ground mounted, single axis tracking | Energy/technical data | Planned outage [weeks per year] | Planned outage |  | weeks per year |  |  |  | upper | 2050
22 Utility-scale PV tracker | PV - renewable power - solar - utility-scale ground mounted, single axis tracking | PV | renewable power | solar | utility-scale ground mounted, single axis tracking | Energy/technical data | Space requirement [1000 m2/MW_e] | Space requirement |  | 1000 m2/MW_e |  | B,B1 | 6 | ctrl | 2015
22 Utility-scale PV tracker | PV - renewable power - solar - utility-scale ground mounted, single axis tracking | PV | renewable power | solar | utility-scale ground mounted, single axis tracking | Energy/technical data | Space requirement [1000 m2/MW_e] | Space requirement |  | 1000 m2/MW_e |  | B,B1 | 6 | ctrl | 2020 | 17.875
22 Utility-scale PV tracker | PV - renewable power - solar - utility-scale ground mounted, single axis tracking | PV | renewable power | solar | utility-scale ground mounted, single axis tracking | Energy/technical data | Space requirement [1000 m2/MW_e] | Space requirement |  | 1000 m2/MW_e |  | B,B1 | 6 | lower | 2020
22 Utility-scale PV tracker | PV - renewable power - solar - utility-scale ground mounted, single axis tracking | PV | renewable power | solar | utility-scale ground mounted, single axis tracking | Energy/technical data | Space requirement [1000 m2/MW_e] | Space requirement |  | 1000 m2/MW_e |  | B,B1 | 6 | upper | 2020
22 Utility-scale PV tracker | PV - renewable power - solar - utility-scale ground mounted, single axis tracking | PV | renewable power | solar | utility-scale ground mounted, single axis tracking | Energy/technical data | Space requirement [1000 m2/MW_e] | Space requirement |  | 1000 m2/MW_e |  | B,B1 | 6 | ctrl | 2030 | 15.9321
22 Utility-scale PV tracker | PV - renewable power - solar - utility-scale ground mounted, single axis tracking | PV | renewable power | solar | utility-scale ground mounted, single axis tracking | Energy/technical data | Space requirement [1000 m2/MW_e] | Space requirement |  | 1000 m2/MW_e |  | B,B1 | 6 | ctrl | 2040 | 14.9566
22 Utility-scale PV tracker | PV - renewable power - solar - utility-scale ground mounted, single axis tracking | PV | renewable power | solar | utility-scale ground mounted, single axis tracking | Energy/technical data | Space requirement [1000 m2/MW_e] | Space requirement |  | 1000 m2/MW_e |  | B,B1 | 6 | ctrl | 2050 | 14.0938
22 Utility-scale PV tracker | PV - renewable power - solar - utility-scale ground mounted, single axis tracking | PV | renewable power | solar | utility-scale ground mounted, single axis tracking | Energy/technical data | Space requirement [1000 m2/MW_e] | Space requirement |  | 1000 m2/MW_e |  | B,B1 | 6 | lower | 2050
22 Utility-scale PV tracker | PV - renewable power - solar - utility-scale ground mounted, single axis tracking | PV | renewable power | solar | utility-scale ground mounted, single axis tracking | Energy/technical data | Space requirement [1000 m2/MW_e] | Space requirement |  | 1000 m2/MW_e |  | B,B1 | 6 | upper | 2050
22 Utility-scale PV tracker | PV - renewable power - solar - utility-scale ground mounted, single axis tracking | PV | renewable power | solar | utility-scale ground mounted, single axis tracking | Energy/technical data | Technical lifetime [years] | Technical lifetime |  | years |  |  |  | ctrl | 2015
22 Utility-scale PV tracker | PV - renewable power - solar - utility-scale ground mounted, single axis tracking | PV | renewable power | solar | utility-scale ground mounted, single axis tracking | Energy/technical data | Technical lifetime [years] | Technical lifetime |  | years |  |  |  | ctrl | 2020 | 35
22 Utility-scale PV tracker | PV - renewable power - solar - utility-scale ground mounted, single axis tracking | PV | renewable power | solar | utility-scale ground mounted, single axis tracking | Energy/technical data | Technical lifetime [years] | Technical lifetime |  | years |  |  |  | lower | 2020
22 Utility-scale PV tracker | PV - renewable power - solar - utility-scale ground mounted, single axis tracking | PV | renewable power | solar | utility-scale ground mounted, single axis tracking | Energy/technical data | Technical lifetime [years] | Technical lifetime |  | years |  |  |  | upper | 2020
22 Utility-scale PV tracker | PV - renewable power - solar - utility-scale ground mounted, single axis tracking | PV | renewable power | solar | utility-scale ground mounted, single axis tracking | Energy/technical data | Technical lifetime [years] | Technical lifetime |  | years |  |  |  | ctrl | 2030 | 40
22 Utility-scale PV tracker | PV - renewable power - solar - utility-scale ground mounted, single axis tracking | PV | renewable power | solar | utility-scale ground mounted, single axis tracking | Energy/technical data | Technical lifetime [years] | Technical lifetime |  | years |  |  |  | ctrl | 2040 | 40
22 Utility-scale PV tracker | PV - renewable power - solar - utility-scale ground mounted, single axis tracking | PV | renewable power | solar | utility-scale ground mounted, single axis tracking | Energy/technical data | Technical lifetime [years] | Technical lifetime |  | years |  |  |  | ctrl | 2050 | 40
22 Utility-scale PV tracker | PV - renewable power - solar - utility-scale ground mounted, single axis tracking | PV | renewable power | solar | utility-scale ground mounted, single axis tracking | Energy/technical data | Technical lifetime [years] | Technical lifetime |  | years |  |  |  | lower | 2050
22 Utility-scale PV tracker | PV - renewable power - solar - utility-scale ground mounted, single axis tracking | PV | renewable power | solar | utility-scale ground mounted, single axis tracking | Energy/technical data | Technical lifetime [years] | Technical lifetime |  | years |  |  |  | upper | 2050
22 Utility-scale PV tracker | PV - renewable power - solar - utility-scale ground mounted, single axis tracking | PV | renewable power | solar | utility-scale ground mounted, single axis tracking | Financial data | Fixed O&M (*total) [2020-EUR/MW_e/y] | Fixed O&M | *total | EUR/MW_e/y | 2020 | P2 |  | ctrl | 2015
22 Utility-scale PV tracker | PV - renewable power - solar - utility-scale ground mounted, single axis tracking | PV | renewable power | solar | utility-scale ground mounted, single axis tracking | Financial data | Fixed O&M (*total) [2020-EUR/MW_e/y] | Fixed O&M | *total | EUR/MW_e/y | 2020 | P2 |  | ctrl | 2020 | 12100
22 Utility-scale PV tracker | PV - renewable power - solar - utility-scale ground mounted, single axis tracking | PV | renewable power | solar | utility-scale ground mounted, single axis tracking | Financial data | Fixed O&M (*total) [2020-EUR/MW_e/y] | Fixed O&M | *total | EUR/MW_e/y | 2020 | P2 |  | lower | 2020 | 10900
22 Utility-scale PV tracker | PV - renewable power - solar - utility-scale ground mounted, single axis tracking | PV | renewable power | solar | utility-scale ground mounted, single axis tracking | Financial data | Fixed O&M (*total) [2020-EUR/MW_e/y] | Fixed O&M | *total | EUR/MW_e/y | 2020 | P2 |  | upper | 2020 | 13400
22 Utility-scale PV tracker | PV - renewable power - solar - utility-scale ground mounted, single axis tracking | PV | renewable power | solar | utility-scale ground mounted, single axis tracking | Financial data | Fixed O&M (*total) [2020-EUR/MW_e/y] | Fixed O&M | *total | EUR/MW_e/y | 2020 | P2 |  | ctrl | 2030 | 10400
22 Utility-scale PV tracker | PV - renewable power - solar - utility-scale ground mounted, single axis tracking | PV | renewable power | solar | utility-scale ground mounted, single axis tracking | Financial data | Fixed O&M (*total) [2020-EUR/MW_e/y] | Fixed O&M | *total | EUR/MW_e/y | 2020 | P2 |  | ctrl | 2040 | 9400
22 Utility-scale PV tracker | PV - renewable power - solar - utility-scale ground mounted, single axis tracking | PV | renewable power | solar | utility-scale ground mounted, single axis tracking | Financial data | Fixed O&M (*total) [2020-EUR/MW_e/y] | Fixed O&M | *total | EUR/MW_e/y | 2020 | P2 |  | ctrl | 2050 | 9000
22 Utility-scale PV tracker | PV - renewable power - solar - utility-scale ground mounted, single axis tracking | PV | renewable power | solar | utility-scale ground mounted, single axis tracking | Financial data | Fixed O&M (*total) [2020-EUR/MW_e/y] | Fixed O&M | *total | EUR/MW_e/y | 2020 | P2 |  | lower | 2050 | 8100
22 Utility-scale PV tracker | PV - renewable power - solar - utility-scale ground mounted, single axis tracking | PV | renewable power | solar | utility-scale ground mounted, single axis tracking | Financial data | Fixed O&M (*total) [2020-EUR/MW_e/y] | Fixed O&M | *total | EUR/MW_e/y | 2020 | P2 |  | upper | 2050 | 9900
22 Utility-scale PV tracker | PV - renewable power - solar - utility-scale ground mounted, single axis tracking | PV | renewable power | solar | utility-scale ground mounted, single axis tracking | Financial data | Fixed O&M (land rent) [2020-EUR/MW_e/y] | Fixed O&M | land rent | EUR/MW_e/y | 2020 | S |  | ctrl | 2015
22 Utility-scale PV tracker | PV - renewable power - solar - utility-scale ground mounted, single axis tracking | PV | renewable power | solar | utility-scale ground mounted, single axis tracking | Financial data | Fixed O&M (land rent) [2020-EUR/MW_e/y] | Fixed O&M | land rent | EUR/MW_e/y | 2020 | S |  | ctrl | 2020 | 5300
22 Utility-scale PV tracker | PV - renewable power - solar - utility-scale ground mounted, single axis tracking | PV | renewable power | solar | utility-scale ground mounted, single axis tracking | Financial data | Fixed O&M (land rent) [2020-EUR/MW_e/y] | Fixed O&M | land rent | EUR/MW_e/y | 2020 | S |  | lower | 2020
22 Utility-scale PV tracker | PV - renewable power - solar - utility-scale ground mounted, single axis tracking | PV | renewable power | solar | utility-scale ground mounted, single axis tracking | Financial data | Fixed O&M (land rent) [2020-EUR/MW_e/y] | Fixed O&M | land rent | EUR/MW_e/y | 2020 | S |  | upper | 2020
22 Utility-scale PV tracker | PV - renewable power - solar - utility-scale ground mounted, single axis tracking | PV | renewable power | solar | utility-scale ground mounted, single axis tracking | Financial data | Fixed O&M (land rent) [2020-EUR/MW_e/y] | Fixed O&M | land rent | EUR/MW_e/y | 2020 | S |  | ctrl | 2030 | 4800
22 Utility-scale PV tracker | PV - renewable power - solar - utility-scale ground mounted, single axis tracking | PV | renewable power | solar | utility-scale ground mounted, single axis tracking | Financial data | Fixed O&M (land rent) [2020-EUR/MW_e/y] | Fixed O&M | land rent | EUR/MW_e/y | 2020 | S |  | ctrl | 2040 | 4400
22 Utility-scale PV tracker | PV - renewable power - solar - utility-scale ground mounted, single axis tracking | PV | renewable power | solar | utility-scale ground mounted, single axis tracking | Financial data | Fixed O&M (land rent) [2020-EUR/MW_e/y] | Fixed O&M | land rent | EUR/MW_e/y | 2020 | S |  | ctrl | 2050 | 4100
22 Utility-scale PV tracker | PV - renewable power - solar - utility-scale ground mounted, single axis tracking | PV | renewable power | solar | utility-scale ground mounted, single axis tracking | Financial data | Fixed O&M (land rent) [2020-EUR/MW_e/y] | Fixed O&M | land rent | EUR/MW_e/y | 2020 | S |  | lower | 2050
22 Utility-scale PV tracker | PV - renewable power - solar - utility-scale ground mounted, single axis tracking | PV | renewable power | solar | utility-scale ground mounted, single axis tracking | Financial data | Fixed O&M (land rent) [2020-EUR/MW_e/y] | Fixed O&M | land rent | EUR/MW_e/y | 2020 | S |  | upper | 2050
22 Utility-scale PV tracker | PV - renewable power - solar - utility-scale ground mounted, single axis tracking | PV | renewable power | solar | utility-scale ground mounted, single axis tracking | Financial data | Nominal investment (*total) [2020-MEUR/MW_e] | Nominal investment | *total | MEUR/MW_e | 2020 | M,N,O,Q | 2, 4 | ctrl | 2015
22 Utility-scale PV tracker | PV - renewable power - solar - utility-scale ground mounted, single axis tracking | PV | renewable power | solar | utility-scale ground mounted, single axis tracking | Financial data | Nominal investment (*total) [2020-MEUR/MW_e] | Nominal investment | *total | MEUR/MW_e | 2020 | M,N,O,Q | 2, 4 | ctrl | 2020 | 0.65035
22 Utility-scale PV tracker | PV - renewable power - solar - utility-scale ground mounted, single axis tracking | PV | renewable power | solar | utility-scale ground mounted, single axis tracking | Financial data | Nominal investment (*total) [2020-MEUR/MW_e] | Nominal investment | *total | MEUR/MW_e | 2020 | M,N,O,Q | 2, 4 | lower | 2020 | 0.59726
22 Utility-scale PV tracker | PV - renewable power - solar - utility-scale ground mounted, single axis tracking | PV | renewable power | solar | utility-scale ground mounted, single axis tracking | Financial data | Nominal investment (*total) [2020-MEUR/MW_e] | Nominal investment | *total | MEUR/MW_e | 2020 | M,N,O,Q | 2, 4 | upper | 2020 | 0.70344
22 Utility-scale PV tracker | PV - renewable power - solar - utility-scale ground mounted, single axis tracking | PV | renewable power | solar | utility-scale ground mounted, single axis tracking | Financial data | Nominal investment (*total) [2020-MEUR/MW_e] | Nominal investment | *total | MEUR/MW_e | 2020 | M,N,O,Q | 2, 4 | ctrl | 2030 | 0.45447
22 Utility-scale PV tracker | PV - renewable power - solar - utility-scale ground mounted, single axis tracking | PV | renewable power | solar | utility-scale ground mounted, single axis tracking | Financial data | Nominal investment (*total) [2020-MEUR/MW_e] | Nominal investment | *total | MEUR/MW_e | 2020 | M,N,O,Q | 2, 4 | ctrl | 2040 | 0.38431
22 Utility-scale PV tracker | PV - renewable power - solar - utility-scale ground mounted, single axis tracking | PV | renewable power | solar | utility-scale ground mounted, single axis tracking | Financial data | Nominal investment (*total) [2020-MEUR/MW_e] | Nominal investment | *total | MEUR/MW_e | 2020 | M,N,O,Q | 2, 4 | ctrl | 2050 | 0.35251
22 Utility-scale PV tracker | PV - renewable power - solar - utility-scale ground mounted, single axis tracking | PV | renewable power | solar | utility-scale ground mounted, single axis tracking | Financial data | Nominal investment (*total) [2020-MEUR/MW_e] | Nominal investment | *total | MEUR/MW_e | 2020 | M,N,O,Q | 2, 4 | lower | 2050 | 0.29196
22 Utility-scale PV tracker | PV - renewable power - solar - utility-scale ground mounted, single axis tracking | PV | renewable power | solar | utility-scale ground mounted, single axis tracking | Financial data | Nominal investment (*total) [2020-MEUR/MW_e] | Nominal investment | *total | MEUR/MW_e | 2020 | M,N,O,Q | 2, 4 | upper | 2050 | 0.47227
22 Utility-scale PV tracker | PV - renewable power - solar - utility-scale ground mounted, single axis tracking | PV | renewable power | solar | utility-scale ground mounted, single axis tracking | Financial data | Nominal investment (*total, per DC) [2020-MEUR/MW_e] | Nominal investment | *total, per DC | MEUR/MW_e | 2020 | M,N,O,Q | 2, 4 | ctrl | 2015
22 Utility-scale PV tracker | PV - renewable power - solar - utility-scale ground mounted, single axis tracking | PV | renewable power | solar | utility-scale ground mounted, single axis tracking | Financial data | Nominal investment (*total, per DC) [2020-MEUR/MW_e] | Nominal investment | *total, per DC | MEUR/MW_e | 2020 | M,N,O,Q | 2, 4 | ctrl | 2020 | 0.52028
22 Utility-scale PV tracker | PV - renewable power - solar - utility-scale ground mounted, single axis tracking | PV | renewable power | solar | utility-scale ground mounted, single axis tracking | Financial data | Nominal investment (*total, per DC) [2020-MEUR/MW_e] | Nominal investment | *total, per DC | MEUR/MW_e | 2020 | M,N,O,Q | 2, 4 | lower | 2020 | 0.47781
22 Utility-scale PV tracker | PV - renewable power - solar - utility-scale ground mounted, single axis tracking | PV | renewable power | solar | utility-scale ground mounted, single axis tracking | Financial data | Nominal investment (*total, per DC) [2020-MEUR/MW_e] | Nominal investment | *total, per DC | MEUR/MW_e | 2020 | M,N,O,Q | 2, 4 | upper | 2020 | 0.56275
22 Utility-scale PV tracker | PV - renewable power - solar - utility-scale ground mounted, single axis tracking | PV | renewable power | solar | utility-scale ground mounted, single axis tracking | Financial data | Nominal investment (*total, per DC) [2020-MEUR/MW_e] | Nominal investment | *total, per DC | MEUR/MW_e | 2020 | M,N,O,Q | 2, 4 | ctrl | 2030 | 0.36358
22 Utility-scale PV tracker | PV - renewable power - solar - utility-scale ground mounted, single axis tracking | PV | renewable power | solar | utility-scale ground mounted, single axis tracking | Financial data | Nominal investment (*total, per DC) [2020-MEUR/MW_e] | Nominal investment | *total, per DC | MEUR/MW_e | 2020 | M,N,O,Q | 2, 4 | ctrl | 2040 | 0.30745
22 Utility-scale PV tracker | PV - renewable power - solar - utility-scale ground mounted, single axis tracking | PV | renewable power | solar | utility-scale ground mounted, single axis tracking | Financial data | Nominal investment (*total, per DC) [2020-MEUR/MW_e] | Nominal investment | *total, per DC | MEUR/MW_e | 2020 | M,N,O,Q | 2, 4 | ctrl | 2050 | 0.28201
22 Utility-scale PV tracker | PV - renewable power - solar - utility-scale ground mounted, single axis tracking | PV | renewable power | solar | utility-scale ground mounted, single axis tracking | Financial data | Nominal investment (*total, per DC) [2020-MEUR/MW_e] | Nominal investment | *total, per DC | MEUR/MW_e | 2020 | M,N,O,Q | 2, 4 | lower | 2050 | 0.23357
22 Utility-scale PV tracker | PV - renewable power - solar - utility-scale ground mounted, single axis tracking | PV | renewable power | solar | utility-scale ground mounted, single axis tracking | Financial data | Nominal investment (*total, per DC) [2020-MEUR/MW_e] | Nominal investment | *total, per DC | MEUR/MW_e | 2020 | M,N,O,Q | 2, 4 | upper | 2050 | 0.37782
22 Utility-scale PV tracker | PV - renewable power - solar - utility-scale ground mounted, single axis tracking | PV | renewable power | solar | utility-scale ground mounted, single axis tracking | Regulation ability | Primary regulation (of full load, per 30 seconds) [] | Primary regulation | of full load, per 30 seconds | [] |  | G |  | ctrl | 2015
22 Utility-scale PV tracker | PV - renewable power - solar - utility-scale ground mounted, single axis tracking | PV | renewable power | solar | utility-scale ground mounted, single axis tracking | Regulation ability | Primary regulation (of full load, per 30 seconds) [] | Primary regulation | of full load, per 30 seconds | [] |  | G |  | ctrl | 2020
22 Utility-scale PV tracker | PV - renewable power - solar - utility-scale ground mounted, single axis tracking | PV | renewable power | solar | utility-scale ground mounted, single axis tracking | Regulation ability | Primary regulation (of full load, per 30 seconds) [] | Primary regulation | of full load, per 30 seconds | [] |  | G |  | lower | 2020
22 Utility-scale PV tracker | PV - renewable power - solar - utility-scale ground mounted, single axis tracking | PV | renewable power | solar | utility-scale ground mounted, single axis tracking | Regulation ability | Primary regulation (of full load, per 30 seconds) [] | Primary regulation | of full load, per 30 seconds | [] |  | G |  | upper | 2020
22 Utility-scale PV tracker | PV - renewable power - solar - utility-scale ground mounted, single axis tracking | PV | renewable power | solar | utility-scale ground mounted, single axis tracking | Regulation ability | Primary regulation (of full load, per 30 seconds) [] | Primary regulation | of full load, per 30 seconds | [] |  | G |  | ctrl | 2030
22 Utility-scale PV tracker | PV - renewable power - solar - utility-scale ground mounted, single axis tracking | PV | renewable power | solar | utility-scale ground mounted, single axis tracking | Regulation ability | Primary regulation (of full load, per 30 seconds) [] | Primary regulation | of full load, per 30 seconds | [] |  | G |  | ctrl | 2040
22 Utility-scale PV tracker | PV - renewable power - solar - utility-scale ground mounted, single axis tracking | PV | renewable power | solar | utility-scale ground mounted, single axis tracking | Regulation ability | Primary regulation (of full load, per 30 seconds) [] | Primary regulation | of full load, per 30 seconds | [] |  | G |  | ctrl | 2050
22 Utility-scale PV tracker | PV - renewable power - solar - utility-scale ground mounted, single axis tracking | PV | renewable power | solar | utility-scale ground mounted, single axis tracking | Regulation ability | Primary regulation (of full load, per 30 seconds) [] | Primary regulation | of full load, per 30 seconds | [] |  | G |  | lower | 2050
22 Utility-scale PV tracker | PV - renewable power - solar - utility-scale ground mounted, single axis tracking | PV | renewable power | solar | utility-scale ground mounted, single axis tracking | Regulation ability | Primary regulation (of full load, per 30 seconds) [] | Primary regulation | of full load, per 30 seconds | [] |  | G |  | upper | 2050
22 Utility-scale PV tracker | PV - renewable power - solar - utility-scale ground mounted, single axis tracking | PV | renewable power | solar | utility-scale ground mounted, single axis tracking | Regulation ability | Secondary regulation (of full load, per minute) [] | Secondary regulation | of full load, per minute | [] |  | G |  | ctrl | 2015
22 Utility-scale PV tracker | PV - renewable power - solar - utility-scale ground mounted, single axis tracking | PV | renewable power | solar | utility-scale ground mounted, single axis tracking | Regulation ability | Secondary regulation (of full load, per minute) [] | Secondary regulation | of full load, per minute | [] |  | G |  | ctrl | 2020
22 Utility-scale PV tracker | PV - renewable power - solar - utility-scale ground mounted, single axis tracking | PV | renewable power | solar | utility-scale ground mounted, single axis tracking | Regulation ability | Secondary regulation (of full load, per minute) [] | Secondary regulation | of full load, per minute | [] |  | G |  | lower | 2020
22 Utility-scale PV tracker | PV - renewable power - solar - utility-scale ground mounted, single axis tracking | PV | renewable power | solar | utility-scale ground mounted, single axis tracking | Regulation ability | Secondary regulation (of full load, per minute) [] | Secondary regulation | of full load, per minute | [] |  | G |  | upper | 2020
22 Utility-scale PV tracker | PV - renewable power - solar - utility-scale ground mounted, single axis tracking | PV | renewable power | solar | utility-scale ground mounted, single axis tracking | Regulation ability | Secondary regulation (of full load, per minute) [] | Secondary regulation | of full load, per minute | [] |  | G |  | ctrl | 2030
22 Utility-scale PV tracker | PV - renewable power - solar - utility-scale ground mounted, single axis tracking | PV | renewable power | solar | utility-scale ground mounted, single axis tracking | Regulation ability | Secondary regulation (of full load, per minute) [] | Secondary regulation | of full load, per minute | [] |  | G |  | ctrl | 2040
22 Utility-scale PV tracker | PV - renewable power - solar - utility-scale ground mounted, single axis tracking | PV | renewable power | solar | utility-scale ground mounted, single axis tracking | Regulation ability | Secondary regulation (of full load, per minute) [] | Secondary regulation | of full load, per minute | [] |  | G |  | ctrl | 2050
22 Utility-scale PV tracker | PV - renewable power - solar - utility-scale ground mounted, single axis tracking | PV | renewable power | solar | utility-scale ground mounted, single axis tracking | Regulation ability | Secondary regulation (of full load, per minute) [] | Secondary regulation | of full load, per minute | [] |  | G |  | lower | 2050
22 Utility-scale PV tracker | PV - renewable power - solar - utility-scale ground mounted, single axis tracking | PV | renewable power | solar | utility-scale ground mounted, single axis tracking | Regulation ability | Secondary regulation (of full load, per minute) [] | Secondary regulation | of full load, per minute | [] |  | G |  | upper | 2050
22 Utility-scale PV tracker | PV - renewable power - solar - utility-scale ground mounted, single axis tracking | PV | renewable power | solar | utility-scale ground mounted, single axis tracking | Technology-specific data | Average annual degradation of full-load hours [] | Average annual degradation of full-load hours |  | [] |  | A2 |  | ctrl | 2015
22 Utility-scale PV tracker | PV - renewable power - solar - utility-scale ground mounted, single axis tracking | PV | renewable power | solar | utility-scale ground mounted, single axis tracking | Technology-specific data | Average annual degradation of full-load hours [] | Average annual degradation of full-load hours |  | [] |  | A2 |  | ctrl | 2020 | 0.004
22 Utility-scale PV tracker | PV - renewable power - solar - utility-scale ground mounted, single axis tracking | PV | renewable power | solar | utility-scale ground mounted, single axis tracking | Technology-specific data | Average annual degradation of full-load hours [] | Average annual degradation of full-load hours |  | [] |  | A2 |  | lower | 2020 | 0.003
22 Utility-scale PV tracker | PV - renewable power - solar - utility-scale ground mounted, single axis tracking | PV | renewable power | solar | utility-scale ground mounted, single axis tracking | Technology-specific data | Average annual degradation of full-load hours [] | Average annual degradation of full-load hours |  | [] |  | A2 |  | upper | 2020 | 0.005
22 Utility-scale PV tracker | PV - renewable power - solar - utility-scale ground mounted, single axis tracking | PV | renewable power | solar | utility-scale ground mounted, single axis tracking | Technology-specific data | Average annual degradation of full-load hours [] | Average annual degradation of full-load hours |  | [] |  | A2 |  | ctrl | 2030 | 0.003
22 Utility-scale PV tracker | PV - renewable power - solar - utility-scale ground mounted, single axis tracking | PV | renewable power | solar | utility-scale ground mounted, single axis tracking | Technology-specific data | Average annual degradation of full-load hours [] | Average annual degradation of full-load hours |  | [] |  | A2 |  | ctrl | 2040 | 0.003
22 Utility-scale PV tracker | PV - renewable power - solar - utility-scale ground mounted, single axis tracking | PV | renewable power | solar | utility-scale ground mounted, single axis tracking | Technology-specific data | Average annual degradation of full-load hours [] | Average annual degradation of full-load hours |  | [] |  | A2 |  | ctrl | 2050 | 0.003
22 Utility-scale PV tracker | PV - renewable power - solar - utility-scale ground mounted, single axis tracking | PV | renewable power | solar | utility-scale ground mounted, single axis tracking | Technology-specific data | Average annual degradation of full-load hours [] | Average annual degradation of full-load hours |  | [] |  | A2 |  | lower | 2050
22 Utility-scale PV tracker | PV - renewable power - solar - utility-scale ground mounted, single axis tracking | PV | renewable power | solar | utility-scale ground mounted, single axis tracking | Technology-specific data | Average annual degradation of full-load hours [] | Average annual degradation of full-load hours |  | [] |  | A2 |  | upper | 2050
22 Utility-scale PV tracker | PV - renewable power - solar - utility-scale ground mounted, single axis tracking | PV | renewable power | solar | utility-scale ground mounted, single axis tracking | Technology-specific data | Average annual full-load hours (DC-value) [MWh_e/MW_e] | Average annual full-load hours | DC-value | MWh_e/MW_e |  | A1, K |  | ctrl | 2015
22 Utility-scale PV tracker | PV - renewable power - solar - utility-scale ground mounted, single axis tracking | PV | renewable power | solar | utility-scale ground mounted, single axis tracking | Technology-specific data | Average annual full-load hours (DC-value) [MWh_e/MW_e] | Average annual full-load hours | DC-value | MWh_e/MW_e |  | A1, K |  | ctrl | 2020 | 1235.8148
22 Utility-scale PV tracker | PV - renewable power - solar - utility-scale ground mounted, single axis tracking | PV | renewable power | solar | utility-scale ground mounted, single axis tracking | Technology-specific data | Average annual full-load hours (DC-value) [MWh_e/MW_e] | Average annual full-load hours | DC-value | MWh_e/MW_e |  | A1, K |  | lower | 2020
22 Utility-scale PV tracker | PV - renewable power - solar - utility-scale ground mounted, single axis tracking | PV | renewable power | solar | utility-scale ground mounted, single axis tracking | Technology-specific data | Average annual full-load hours (DC-value) [MWh_e/MW_e] | Average annual full-load hours | DC-value | MWh_e/MW_e |  | A1, K |  | upper | 2020
22 Utility-scale PV tracker | PV - renewable power - solar - utility-scale ground mounted, single axis tracking | PV | renewable power | solar | utility-scale ground mounted, single axis tracking | Technology-specific data | Average annual full-load hours (DC-value) [MWh_e/MW_e] | Average annual full-load hours | DC-value | MWh_e/MW_e |  | A1, K |  | ctrl | 2030 | 1369.71
22 Utility-scale PV tracker | PV - renewable power - solar - utility-scale ground mounted, single axis tracking | PV | renewable power | solar | utility-scale ground mounted, single axis tracking | Technology-specific data | Average annual full-load hours (DC-value) [MWh_e/MW_e] | Average annual full-load hours | DC-value | MWh_e/MW_e |  | A1, K |  | ctrl | 2040 | 1379.5142
22 Utility-scale PV tracker | PV - renewable power - solar - utility-scale ground mounted, single axis tracking | PV | renewable power | solar | utility-scale ground mounted, single axis tracking | Technology-specific data | Average annual full-load hours (DC-value) [MWh_e/MW_e] | Average annual full-load hours | DC-value | MWh_e/MW_e |  | A1, K |  | ctrl | 2050 | 1393.8842
22 Utility-scale PV tracker | PV - renewable power - solar - utility-scale ground mounted, single axis tracking | PV | renewable power | solar | utility-scale ground mounted, single axis tracking | Technology-specific data | Average annual full-load hours (DC-value) [MWh_e/MW_e] | Average annual full-load hours | DC-value | MWh_e/MW_e |  | A1, K |  | lower | 2050
22 Utility-scale PV tracker | PV - renewable power - solar - utility-scale ground mounted, single axis tracking | PV | renewable power | solar | utility-scale ground mounted, single axis tracking | Technology-specific data | Average annual full-load hours (DC-value) [MWh_e/MW_e] | Average annual full-load hours | DC-value | MWh_e/MW_e |  | A1, K |  | upper | 2050
22 Utility-scale PV tracker | PV - renewable power - solar - utility-scale ground mounted, single axis tracking | PV | renewable power | solar | utility-scale ground mounted, single axis tracking | Technology-specific data | Average annual full-load hours [MWh_e/MW_e] | Average annual full-load hours |  | MWh_e/MW_e |  | A1 |  | ctrl | 2015
22 Utility-scale PV tracker | PV - renewable power - solar - utility-scale ground mounted, single axis tracking | PV | renewable power | solar | utility-scale ground mounted, single axis tracking | Technology-specific data | Average annual full-load hours [MWh_e/MW_e] | Average annual full-load hours |  | MWh_e/MW_e |  | A1 |  | ctrl | 2020 | 1544.7686
22 Utility-scale PV tracker | PV - renewable power - solar - utility-scale ground mounted, single axis tracking | PV | renewable power | solar | utility-scale ground mounted, single axis tracking | Technology-specific data | Average annual full-load hours [MWh_e/MW_e] | Average annual full-load hours |  | MWh_e/MW_e |  | A1 |  | lower | 2020
22 Utility-scale PV tracker | PV - renewable power - solar - utility-scale ground mounted, single axis tracking | PV | renewable power | solar | utility-scale ground mounted, single axis tracking | Technology-specific data | Average annual full-load hours [MWh_e/MW_e] | Average annual full-load hours |  | MWh_e/MW_e |  | A1 |  | upper | 2020
22 Utility-scale PV tracker | PV - renewable power - solar - utility-scale ground mounted, single axis tracking | PV | renewable power | solar | utility-scale ground mounted, single axis tracking | Technology-specific data | Average annual full-load hours [MWh_e/MW_e] | Average annual full-load hours |  | MWh_e/MW_e |  | A1 |  | ctrl | 2030 | 1712.1375
22 Utility-scale PV tracker | PV - renewable power - solar - utility-scale ground mounted, single axis tracking | PV | renewable power | solar | utility-scale ground mounted, single axis tracking | Technology-specific data | Average annual full-load hours [MWh_e/MW_e] | Average annual full-load hours |  | MWh_e/MW_e |  | A1 |  | ctrl | 2040 | 1724.3928
22 Utility-scale PV tracker | PV - renewable power - solar - utility-scale ground mounted, single axis tracking | PV | renewable power | solar | utility-scale ground mounted, single axis tracking | Technology-specific data | Average annual full-load hours [MWh_e/MW_e] | Average annual full-load hours |  | MWh_e/MW_e |  | A1 |  | ctrl | 2050 | 1742.3552
22 Utility-scale PV tracker | PV - renewable power - solar - utility-scale ground mounted, single axis tracking | PV | renewable power | solar | utility-scale ground mounted, single axis tracking | Technology-specific data | Average annual full-load hours [MWh_e/MW_e] | Average annual full-load hours |  | MWh_e/MW_e |  | A1 |  | lower | 2050
22 Utility-scale PV tracker | PV - renewable power - solar - utility-scale ground mounted, single axis tracking | PV | renewable power | solar | utility-scale ground mounted, single axis tracking | Technology-specific data | Average annual full-load hours [MWh_e/MW_e] | Average annual full-load hours |  | MWh_e/MW_e |  | A1 |  | upper | 2050
22 Utility-scale PV tracker | PV - renewable power - solar - utility-scale ground mounted, single axis tracking | PV | renewable power | solar | utility-scale ground mounted, single axis tracking | Technology-specific data | Fixed O&M (*total, per DC) [2020-EUR/MW_e/y] | Fixed O&M | *total, per DC | EUR/MW_e/y | 2020 |  |  | ctrl | 2015
22 Utility-scale PV tracker | PV - renewable power - solar - utility-scale ground mounted, single axis tracking | PV | renewable power | solar | utility-scale ground mounted, single axis tracking | Technology-specific data | Fixed O&M (*total, per DC) [2020-EUR/MW_e/y] | Fixed O&M | *total, per DC | EUR/MW_e/y | 2020 |  |  | ctrl | 2020 | 9700
22 Utility-scale PV tracker | PV - renewable power - solar - utility-scale ground mounted, single axis tracking | PV | renewable power | solar | utility-scale ground mounted, single axis tracking | Technology-specific data | Fixed O&M (*total, per DC) [2020-EUR/MW_e/y] | Fixed O&M | *total, per DC | EUR/MW_e/y | 2020 |  |  | lower | 2020 | 8700
22 Utility-scale PV tracker | PV - renewable power - solar - utility-scale ground mounted, single axis tracking | PV | renewable power | solar | utility-scale ground mounted, single axis tracking | Technology-specific data | Fixed O&M (*total, per DC) [2020-EUR/MW_e/y] | Fixed O&M | *total, per DC | EUR/MW_e/y | 2020 |  |  | upper | 2020 | 10700
22 Utility-scale PV tracker | PV - renewable power - solar - utility-scale ground mounted, single axis tracking | PV | renewable power | solar | utility-scale ground mounted, single axis tracking | Technology-specific data | Fixed O&M (*total, per DC) [2020-EUR/MW_e/y] | Fixed O&M | *total, per DC | EUR/MW_e/y | 2020 |  |  | ctrl | 2030 | 8300
22 Utility-scale PV tracker | PV - renewable power - solar - utility-scale ground mounted, single axis tracking | PV | renewable power | solar | utility-scale ground mounted, single axis tracking | Technology-specific data | Fixed O&M (*total, per DC) [2020-EUR/MW_e/y] | Fixed O&M | *total, per DC | EUR/MW_e/y | 2020 |  |  | ctrl | 2040 | 7500
22 Utility-scale PV tracker | PV - renewable power - solar - utility-scale ground mounted, single axis tracking | PV | renewable power | solar | utility-scale ground mounted, single axis tracking | Technology-specific data | Fixed O&M (*total, per DC) [2020-EUR/MW_e/y] | Fixed O&M | *total, per DC | EUR/MW_e/y | 2020 |  |  | ctrl | 2050 | 7200
22 Utility-scale PV tracker | PV - renewable power - solar - utility-scale ground mounted, single axis tracking | PV | renewable power | solar | utility-scale ground mounted, single axis tracking | Technology-specific data | Fixed O&M (*total, per DC) [2020-EUR/MW_e/y] | Fixed O&M | *total, per DC | EUR/MW_e/y | 2020 |  |  | lower | 2050 | 6500
22 Utility-scale PV tracker | PV - renewable power - solar - utility-scale ground mounted, single axis tracking | PV | renewable power | solar | utility-scale ground mounted, single axis tracking | Technology-specific data | Fixed O&M (*total, per DC) [2020-EUR/MW_e/y] | Fixed O&M | *total, per DC | EUR/MW_e/y | 2020 |  |  | upper | 2050 | 7900
22 Utility-scale PV tracker | PV - renewable power - solar - utility-scale ground mounted, single axis tracking | PV | renewable power | solar | utility-scale ground mounted, single axis tracking | Technology-specific data | Fixed O&M (land rent, per DC) [2020-EUR/MW_e/y] | Fixed O&M | land rent, per DC | EUR/MW_e/y | 2020 | S | 6 | ctrl | 2015
22 Utility-scale PV tracker | PV - renewable power - solar - utility-scale ground mounted, single axis tracking | PV | renewable power | solar | utility-scale ground mounted, single axis tracking | Technology-specific data | Fixed O&M (land rent, per DC) [2020-EUR/MW_e/y] | Fixed O&M | land rent, per DC | EUR/MW_e/y | 2020 | S | 6 | ctrl | 2020 | 4200
22 Utility-scale PV tracker | PV - renewable power - solar - utility-scale ground mounted, single axis tracking | PV | renewable power | solar | utility-scale ground mounted, single axis tracking | Technology-specific data | Fixed O&M (land rent, per DC) [2020-EUR/MW_e/y] | Fixed O&M | land rent, per DC | EUR/MW_e/y | 2020 | S | 6 | lower | 2020
22 Utility-scale PV tracker | PV - renewable power - solar - utility-scale ground mounted, single axis tracking | PV | renewable power | solar | utility-scale ground mounted, single axis tracking | Technology-specific data | Fixed O&M (land rent, per DC) [2020-EUR/MW_e/y] | Fixed O&M | land rent, per DC | EUR/MW_e/y | 2020 | S | 6 | upper | 2020
22 Utility-scale PV tracker | PV - renewable power - solar - utility-scale ground mounted, single axis tracking | PV | renewable power | solar | utility-scale ground mounted, single axis tracking | Technology-specific data | Fixed O&M (land rent, per DC) [2020-EUR/MW_e/y] | Fixed O&M | land rent, per DC | EUR/MW_e/y | 2020 | S | 6 | ctrl | 2030 | 3800
22 Utility-scale PV tracker | PV - renewable power - solar - utility-scale ground mounted, single axis tracking | PV | renewable power | solar | utility-scale ground mounted, single axis tracking | Technology-specific data | Fixed O&M (land rent, per DC) [2020-EUR/MW_e/y] | Fixed O&M | land rent, per DC | EUR/MW_e/y | 2020 | S | 6 | ctrl | 2040 | 3500
22 Utility-scale PV tracker | PV - renewable power - solar - utility-scale ground mounted, single axis tracking | PV | renewable power | solar | utility-scale ground mounted, single axis tracking | Technology-specific data | Fixed O&M (land rent, per DC) [2020-EUR/MW_e/y] | Fixed O&M | land rent, per DC | EUR/MW_e/y | 2020 | S | 6 | ctrl | 2050 | 3300
22 Utility-scale PV tracker | PV - renewable power - solar - utility-scale ground mounted, single axis tracking | PV | renewable power | solar | utility-scale ground mounted, single axis tracking | Technology-specific data | Fixed O&M (land rent, per DC) [2020-EUR/MW_e/y] | Fixed O&M | land rent, per DC | EUR/MW_e/y | 2020 | S | 6 | lower | 2050
22 Utility-scale PV tracker | PV - renewable power - solar - utility-scale ground mounted, single axis tracking | PV | renewable power | solar | utility-scale ground mounted, single axis tracking | Technology-specific data | Fixed O&M (land rent, per DC) [2020-EUR/MW_e/y] | Fixed O&M | land rent, per DC | EUR/MW_e/y | 2020 | S | 6 | upper | 2050
22 Utility-scale PV tracker | PV - renewable power - solar - utility-scale ground mounted, single axis tracking | PV | renewable power | solar | utility-scale ground mounted, single axis tracking | Technology-specific data | Fixed O&M (other, per DC) [2020-EUR/MW_e/y] | Fixed O&M | other, per DC | EUR/MW_e/y | 2020 | P2 |  | ctrl | 2015
22 Utility-scale PV tracker | PV - renewable power - solar - utility-scale ground mounted, single axis tracking | PV | renewable power | solar | utility-scale ground mounted, single axis tracking | Technology-specific data | Fixed O&M (other, per DC) [2020-EUR/MW_e/y] | Fixed O&M | other, per DC | EUR/MW_e/y | 2020 | P2 |  | ctrl | 2020 | 5500
22 Utility-scale PV tracker | PV - renewable power - solar - utility-scale ground mounted, single axis tracking | PV | renewable power | solar | utility-scale ground mounted, single axis tracking | Technology-specific data | Fixed O&M (other, per DC) [2020-EUR/MW_e/y] | Fixed O&M | other, per DC | EUR/MW_e/y | 2020 | P2 |  | lower | 2020
22 Utility-scale PV tracker | PV - renewable power - solar - utility-scale ground mounted, single axis tracking | PV | renewable power | solar | utility-scale ground mounted, single axis tracking | Technology-specific data | Fixed O&M (other, per DC) [2020-EUR/MW_e/y] | Fixed O&M | other, per DC | EUR/MW_e/y | 2020 | P2 |  | upper | 2020
22 Utility-scale PV tracker | PV - renewable power - solar - utility-scale ground mounted, single axis tracking | PV | renewable power | solar | utility-scale ground mounted, single axis tracking | Technology-specific data | Fixed O&M (other, per DC) [2020-EUR/MW_e/y] | Fixed O&M | other, per DC | EUR/MW_e/y | 2020 | P2 |  | ctrl | 2030 | 4500
22 Utility-scale PV tracker | PV - renewable power - solar - utility-scale ground mounted, single axis tracking | PV | renewable power | solar | utility-scale ground mounted, single axis tracking | Technology-specific data | Fixed O&M (other, per DC) [2020-EUR/MW_e/y] | Fixed O&M | other, per DC | EUR/MW_e/y | 2020 | P2 |  | ctrl | 2040 | 4000
22 Utility-scale PV tracker | PV - renewable power - solar - utility-scale ground mounted, single axis tracking | PV | renewable power | solar | utility-scale ground mounted, single axis tracking | Technology-specific data | Fixed O&M (other, per DC) [2020-EUR/MW_e/y] | Fixed O&M | other, per DC | EUR/MW_e/y | 2020 | P2 |  | ctrl | 2050 | 3900
22 Utility-scale PV tracker | PV - renewable power - solar - utility-scale ground mounted, single axis tracking | PV | renewable power | solar | utility-scale ground mounted, single axis tracking | Technology-specific data | Fixed O&M (other, per DC) [2020-EUR/MW_e/y] | Fixed O&M | other, per DC | EUR/MW_e/y | 2020 | P2 |  | lower | 2050
22 Utility-scale PV tracker | PV - renewable power - solar - utility-scale ground mounted, single axis tracking | PV | renewable power | solar | utility-scale ground mounted, single axis tracking | Technology-specific data | Fixed O&M (other, per DC) [2020-EUR/MW_e/y] | Fixed O&M | other, per DC | EUR/MW_e/y | 2020 | P2 |  | upper | 2050
22 Utility-scale PV tracker | PV - renewable power - solar - utility-scale ground mounted, single axis tracking | PV | renewable power | solar | utility-scale ground mounted, single axis tracking | Technology-specific data | Generating capacity for one unit (DC-value) [MW_e] | Generating capacity for one unit | DC-value | MW_e |  | C |  | ctrl | 2015
22 Utility-scale PV tracker | PV - renewable power - solar - utility-scale ground mounted, single axis tracking | PV | renewable power | solar | utility-scale ground mounted, single axis tracking | Technology-specific data | Generating capacity for one unit (DC-value) [MW_e] | Generating capacity for one unit | DC-value | MW_e |  | C |  | ctrl | 2020 | 50
22 Utility-scale PV tracker | PV - renewable power - solar - utility-scale ground mounted, single axis tracking | PV | renewable power | solar | utility-scale ground mounted, single axis tracking | Technology-specific data | Generating capacity for one unit (DC-value) [MW_e] | Generating capacity for one unit | DC-value | MW_e |  | C |  | lower | 2020
22 Utility-scale PV tracker | PV - renewable power - solar - utility-scale ground mounted, single axis tracking | PV | renewable power | solar | utility-scale ground mounted, single axis tracking | Technology-specific data | Generating capacity for one unit (DC-value) [MW_e] | Generating capacity for one unit | DC-value | MW_e |  | C |  | upper | 2020
22 Utility-scale PV tracker | PV - renewable power - solar - utility-scale ground mounted, single axis tracking | PV | renewable power | solar | utility-scale ground mounted, single axis tracking | Technology-specific data | Generating capacity for one unit (DC-value) [MW_e] | Generating capacity for one unit | DC-value | MW_e |  | C |  | ctrl | 2030 | 50
22 Utility-scale PV tracker | PV - renewable power - solar - utility-scale ground mounted, single axis tracking | PV | renewable power | solar | utility-scale ground mounted, single axis tracking | Technology-specific data | Generating capacity for one unit (DC-value) [MW_e] | Generating capacity for one unit | DC-value | MW_e |  | C |  | ctrl | 2040 | 50
22 Utility-scale PV tracker | PV - renewable power - solar - utility-scale ground mounted, single axis tracking | PV | renewable power | solar | utility-scale ground mounted, single axis tracking | Technology-specific data | Generating capacity for one unit (DC-value) [MW_e] | Generating capacity for one unit | DC-value | MW_e |  | C |  | ctrl | 2050 | 50
22 Utility-scale PV tracker | PV - renewable power - solar - utility-scale ground mounted, single axis tracking | PV | renewable power | solar | utility-scale ground mounted, single axis tracking | Technology-specific data | Generating capacity for one unit (DC-value) [MW_e] | Generating capacity for one unit | DC-value | MW_e |  | C |  | lower | 2050
22 Utility-scale PV tracker | PV - renewable power - solar - utility-scale ground mounted, single axis tracking | PV | renewable power | solar | utility-scale ground mounted, single axis tracking | Technology-specific data | Generating capacity for one unit (DC-value) [MW_e] | Generating capacity for one unit | DC-value | MW_e |  | C |  | upper | 2050
22 Utility-scale PV tracker | PV - renewable power - solar - utility-scale ground mounted, single axis tracking | PV | renewable power | solar | utility-scale ground mounted, single axis tracking | Technology-specific data | Global horizontal irradiance [MWh/m2/y] | Global horizontal irradiance |  | MWh/m2/y |  | A | 1 | ctrl | 2015
22 Utility-scale PV tracker | PV - renewable power - solar - utility-scale ground mounted, single axis tracking | PV | renewable power | solar | utility-scale ground mounted, single axis tracking | Technology-specific data | Global horizontal irradiance [MWh/m2/y] | Global horizontal irradiance |  | MWh/m2/y |  | A | 1 | ctrl | 2020 | 1068
22 Utility-scale PV tracker | PV - renewable power - solar - utility-scale ground mounted, single axis tracking | PV | renewable power | solar | utility-scale ground mounted, single axis tracking | Technology-specific data | Global horizontal irradiance [MWh/m2/y] | Global horizontal irradiance |  | MWh/m2/y |  | A | 1 | lower | 2020
22 Utility-scale PV tracker | PV - renewable power - solar - utility-scale ground mounted, single axis tracking | PV | renewable power | solar | utility-scale ground mounted, single axis tracking | Technology-specific data | Global horizontal irradiance [MWh/m2/y] | Global horizontal irradiance |  | MWh/m2/y |  | A | 1 | upper | 2020
22 Utility-scale PV tracker | PV - renewable power - solar - utility-scale ground mounted, single axis tracking | PV | renewable power | solar | utility-scale ground mounted, single axis tracking | Technology-specific data | Global horizontal irradiance [MWh/m2/y] | Global horizontal irradiance |  | MWh/m2/y |  | A | 1 | ctrl | 2030 | 1068
22 Utility-scale PV tracker | PV - renewable power - solar - utility-scale ground mounted, single axis tracking | PV | renewable power | solar | utility-scale ground mounted, single axis tracking | Technology-specific data | Global horizontal irradiance [MWh/m2/y] | Global horizontal irradiance |  | MWh/m2/y |  | A | 1 | ctrl | 2040 | 1068
22 Utility-scale PV tracker | PV - renewable power - solar - utility-scale ground mounted, single axis tracking | PV | renewable power | solar | utility-scale ground mounted, single axis tracking | Technology-specific data | Global horizontal irradiance [MWh/m2/y] | Global horizontal irradiance |  | MWh/m2/y |  | A | 1 | ctrl | 2050 | 1068
22 Utility-scale PV tracker | PV - renewable power - solar - utility-scale ground mounted, single axis tracking | PV | renewable power | solar | utility-scale ground mounted, single axis tracking | Technology-specific data | Global horizontal irradiance [MWh/m2/y] | Global horizontal irradiance |  | MWh/m2/y |  | A | 1 | lower | 2050
22 Utility-scale PV tracker | PV - renewable power - solar - utility-scale ground mounted, single axis tracking | PV | renewable power | solar | utility-scale ground mounted, single axis tracking | Technology-specific data | Global horizontal irradiance [MWh/m2/y] | Global horizontal irradiance |  | MWh/m2/y |  | A | 1 | upper | 2050
22 Utility-scale PV tracker | PV - renewable power - solar - utility-scale ground mounted, single axis tracking | PV | renewable power | solar | utility-scale ground mounted, single axis tracking | Technology-specific data | Inverter lifetime [years] | Inverter lifetime |  | years |  |  | 6 | ctrl | 2015
22 Utility-scale PV tracker | PV - renewable power - solar - utility-scale ground mounted, single axis tracking | PV | renewable power | solar | utility-scale ground mounted, single axis tracking | Technology-specific data | Inverter lifetime [years] | Inverter lifetime |  | years |  |  | 6 | ctrl | 2020 | 12.5
22 Utility-scale PV tracker | PV - renewable power - solar - utility-scale ground mounted, single axis tracking | PV | renewable power | solar | utility-scale ground mounted, single axis tracking | Technology-specific data | Inverter lifetime [years] | Inverter lifetime |  | years |  |  | 6 | lower | 2020
22 Utility-scale PV tracker | PV - renewable power - solar - utility-scale ground mounted, single axis tracking | PV | renewable power | solar | utility-scale ground mounted, single axis tracking | Technology-specific data | Inverter lifetime [years] | Inverter lifetime |  | years |  |  | 6 | upper | 2020
22 Utility-scale PV tracker | PV - renewable power - solar - utility-scale ground mounted, single axis tracking | PV | renewable power | solar | utility-scale ground mounted, single axis tracking | Technology-specific data | Inverter lifetime [years] | Inverter lifetime |  | years |  |  | 6 | ctrl | 2030 | 15
22 Utility-scale PV tracker | PV - renewable power - solar - utility-scale ground mounted, single axis tracking | PV | renewable power | solar | utility-scale ground mounted, single axis tracking | Technology-specific data | Inverter lifetime [years] | Inverter lifetime |  | years |  |  | 6 | ctrl | 2040 | 15
22 Utility-scale PV tracker | PV - renewable power - solar - utility-scale ground mounted, single axis tracking | PV | renewable power | solar | utility-scale ground mounted, single axis tracking | Technology-specific data | Inverter lifetime [years] | Inverter lifetime |  | years |  |  | 6 | ctrl | 2050 | 15
22 Utility-scale PV tracker | PV - renewable power - solar - utility-scale ground mounted, single axis tracking | PV | renewable power | solar | utility-scale ground mounted, single axis tracking | Technology-specific data | Inverter lifetime [years] | Inverter lifetime |  | years |  |  | 6 | lower | 2050
22 Utility-scale PV tracker | PV - renewable power - solar - utility-scale ground mounted, single axis tracking | PV | renewable power | solar | utility-scale ground mounted, single axis tracking | Technology-specific data | Inverter lifetime [years] | Inverter lifetime |  | years |  |  | 6 | upper | 2050
22 Utility-scale PV tracker | PV - renewable power - solar - utility-scale ground mounted, single axis tracking | PV | renewable power | solar | utility-scale ground mounted, single axis tracking | Financial data | Nominal investment (grid connection) [2020-MEUR/MW_e] | Nominal investment | grid connection | MEUR/MW_e | 2020 |  |  | ctrl | 2015
22 Utility-scale PV tracker | PV - renewable power - solar - utility-scale ground mounted, single axis tracking | PV | renewable power | solar | utility-scale ground mounted, single axis tracking | Financial data | Nominal investment (grid connection) [2020-MEUR/MW_e] | Nominal investment | grid connection | MEUR/MW_e | 2020 |  |  | ctrl | 2020 | 0.061174
22 Utility-scale PV tracker | PV - renewable power - solar - utility-scale ground mounted, single axis tracking | PV | renewable power | solar | utility-scale ground mounted, single axis tracking | Financial data | Nominal investment (grid connection) [2020-MEUR/MW_e] | Nominal investment | grid connection | MEUR/MW_e | 2020 |  |  | lower | 2020 | 0.056181
22 Utility-scale PV tracker | PV - renewable power - solar - utility-scale ground mounted, single axis tracking | PV | renewable power | solar | utility-scale ground mounted, single axis tracking | Financial data | Nominal investment (grid connection) [2020-MEUR/MW_e] | Nominal investment | grid connection | MEUR/MW_e | 2020 |  |  | upper | 2020 | 0.066168
22 Utility-scale PV tracker | PV - renewable power - solar - utility-scale ground mounted, single axis tracking | PV | renewable power | solar | utility-scale ground mounted, single axis tracking | Financial data | Nominal investment (grid connection) [2020-MEUR/MW_e] | Nominal investment | grid connection | MEUR/MW_e | 2020 |  |  | ctrl | 2030 | 0.049284
22 Utility-scale PV tracker | PV - renewable power - solar - utility-scale ground mounted, single axis tracking | PV | renewable power | solar | utility-scale ground mounted, single axis tracking | Financial data | Nominal investment (grid connection) [2020-MEUR/MW_e] | Nominal investment | grid connection | MEUR/MW_e | 2020 |  |  | ctrl | 2040 | 0.04424
22 Utility-scale PV tracker | PV - renewable power - solar - utility-scale ground mounted, single axis tracking | PV | renewable power | solar | utility-scale ground mounted, single axis tracking | Financial data | Nominal investment (grid connection) [2020-MEUR/MW_e] | Nominal investment | grid connection | MEUR/MW_e | 2020 |  |  | ctrl | 2050 | 0.04177
22 Utility-scale PV tracker | PV - renewable power - solar - utility-scale ground mounted, single axis tracking | PV | renewable power | solar | utility-scale ground mounted, single axis tracking | Financial data | Nominal investment (grid connection) [2020-MEUR/MW_e] | Nominal investment | grid connection | MEUR/MW_e | 2020 |  |  | lower | 2050 | 0.03575
22 Utility-scale PV tracker | PV - renewable power - solar - utility-scale ground mounted, single axis tracking | PV | renewable power | solar | utility-scale ground mounted, single axis tracking | Financial data | Nominal investment (grid connection) [2020-MEUR/MW_e] | Nominal investment | grid connection | MEUR/MW_e | 2020 |  |  | upper | 2050 | 0.047933
22 Utility-scale PV tracker | PV - renewable power - solar - utility-scale ground mounted, single axis tracking | PV | renewable power | solar | utility-scale ground mounted, single axis tracking | Financial data | Nominal investment (inverter) [2020-MEUR/MW_e] | Nominal investment | inverter | MEUR/MW_e | 2020 |  |  | ctrl | 2015
22 Utility-scale PV tracker | PV - renewable power - solar - utility-scale ground mounted, single axis tracking | PV | renewable power | solar | utility-scale ground mounted, single axis tracking | Financial data | Nominal investment (inverter) [2020-MEUR/MW_e] | Nominal investment | inverter | MEUR/MW_e | 2020 |  |  | ctrl | 2020 | 0.031223
22 Utility-scale PV tracker | PV - renewable power - solar - utility-scale ground mounted, single axis tracking | PV | renewable power | solar | utility-scale ground mounted, single axis tracking | Financial data | Nominal investment (inverter) [2020-MEUR/MW_e] | Nominal investment | inverter | MEUR/MW_e | 2020 |  |  | lower | 2020 | 0.028675
22 Utility-scale PV tracker | PV - renewable power - solar - utility-scale ground mounted, single axis tracking | PV | renewable power | solar | utility-scale ground mounted, single axis tracking | Financial data | Nominal investment (inverter) [2020-MEUR/MW_e] | Nominal investment | inverter | MEUR/MW_e | 2020 |  |  | upper | 2020 | 0.033772
22 Utility-scale PV tracker | PV - renewable power - solar - utility-scale ground mounted, single axis tracking | PV | renewable power | solar | utility-scale ground mounted, single axis tracking | Financial data | Nominal investment (inverter) [2020-MEUR/MW_e] | Nominal investment | inverter | MEUR/MW_e | 2020 |  |  | ctrl | 2030 | 0.020265
22 Utility-scale PV tracker | PV - renewable power - solar - utility-scale ground mounted, single axis tracking | PV | renewable power | solar | utility-scale ground mounted, single axis tracking | Financial data | Nominal investment (inverter) [2020-MEUR/MW_e] | Nominal investment | inverter | MEUR/MW_e | 2020 |  |  | ctrl | 2040 | 0.01633
22 Utility-scale PV tracker | PV - renewable power - solar - utility-scale ground mounted, single axis tracking | PV | renewable power | solar | utility-scale ground mounted, single axis tracking | Financial data | Nominal investment (inverter) [2020-MEUR/MW_e] | Nominal investment | inverter | MEUR/MW_e | 2020 |  |  | ctrl | 2050 | 0.014557
22 Utility-scale PV tracker | PV - renewable power - solar - utility-scale ground mounted, single axis tracking | PV | renewable power | solar | utility-scale ground mounted, single axis tracking | Financial data | Nominal investment (inverter) [2020-MEUR/MW_e] | Nominal investment | inverter | MEUR/MW_e | 2020 |  |  | lower | 2050 | 0.011611
22 Utility-scale PV tracker | PV - renewable power - solar - utility-scale ground mounted, single axis tracking | PV | renewable power | solar | utility-scale ground mounted, single axis tracking | Financial data | Nominal investment (inverter) [2020-MEUR/MW_e] | Nominal investment | inverter | MEUR/MW_e | 2020 |  |  | upper | 2050 | 0.017723
22 Utility-scale PV tracker | PV - renewable power - solar - utility-scale ground mounted, single axis tracking | PV | renewable power | solar | utility-scale ground mounted, single axis tracking | Financial data | Nominal investment (pv modules) [2020-MEUR/MW_e] | Nominal investment | pv modules | MEUR/MW_e | 2020 |  |  | ctrl | 2015
22 Utility-scale PV tracker | PV - renewable power - solar - utility-scale ground mounted, single axis tracking | PV | renewable power | solar | utility-scale ground mounted, single axis tracking | Financial data | Nominal investment (pv modules) [2020-MEUR/MW_e] | Nominal investment | pv modules | MEUR/MW_e | 2020 |  |  | ctrl | 2020 | 0.25693
22 Utility-scale PV tracker | PV - renewable power - solar - utility-scale ground mounted, single axis tracking | PV | renewable power | solar | utility-scale ground mounted, single axis tracking | Financial data | Nominal investment (pv modules) [2020-MEUR/MW_e] | Nominal investment | pv modules | MEUR/MW_e | 2020 |  |  | lower | 2020 | 0.23596
22 Utility-scale PV tracker | PV - renewable power - solar - utility-scale ground mounted, single axis tracking | PV | renewable power | solar | utility-scale ground mounted, single axis tracking | Financial data | Nominal investment (pv modules) [2020-MEUR/MW_e] | Nominal investment | pv modules | MEUR/MW_e | 2020 |  |  | upper | 2020 | 0.27791
22 Utility-scale PV tracker | PV - renewable power - solar - utility-scale ground mounted, single axis tracking | PV | renewable power | solar | utility-scale ground mounted, single axis tracking | Financial data | Nominal investment (pv modules) [2020-MEUR/MW_e] | Nominal investment | pv modules | MEUR/MW_e | 2020 |  |  | ctrl | 2030 | 0.14241
22 Utility-scale PV tracker | PV - renewable power - solar - utility-scale ground mounted, single axis tracking | PV | renewable power | solar | utility-scale ground mounted, single axis tracking | Financial data | Nominal investment (pv modules) [2020-MEUR/MW_e] | Nominal investment | pv modules | MEUR/MW_e | 2020 |  |  | ctrl | 2040 | 0.10605
22 Utility-scale PV tracker | PV - renewable power - solar - utility-scale ground mounted, single axis tracking | PV | renewable power | solar | utility-scale ground mounted, single axis tracking | Financial data | Nominal investment (pv modules) [2020-MEUR/MW_e] | Nominal investment | pv modules | MEUR/MW_e | 2020 |  |  | ctrl | 2050 | 0.090649
22 Utility-scale PV tracker | PV - renewable power - solar - utility-scale ground mounted, single axis tracking | PV | renewable power | solar | utility-scale ground mounted, single axis tracking | Financial data | Nominal investment (pv modules) [2020-MEUR/MW_e] | Nominal investment | pv modules | MEUR/MW_e | 2020 |  |  | lower | 2050 | 0.06868
22 Utility-scale PV tracker | PV - renewable power - solar - utility-scale ground mounted, single axis tracking | PV | renewable power | solar | utility-scale ground mounted, single axis tracking | Financial data | Nominal investment (pv modules) [2020-MEUR/MW_e] | Nominal investment | pv modules | MEUR/MW_e | 2020 |  |  | upper | 2050 | 0.17075
22 Utility-scale PV tracker | PV - renewable power - solar - utility-scale ground mounted, single axis tracking | PV | renewable power | solar | utility-scale ground mounted, single axis tracking | Financial data | Nominal investment (tracker related costs) [2020-MEUR/MW_e] | Nominal investment | tracker related costs | MEUR/MW_e | 2020 | T |  | ctrl | 2015
22 Utility-scale PV tracker | PV - renewable power - solar - utility-scale ground mounted, single axis tracking | PV | renewable power | solar | utility-scale ground mounted, single axis tracking | Financial data | Nominal investment (tracker related costs) [2020-MEUR/MW_e] | Nominal investment | tracker related costs | MEUR/MW_e | 2020 | T |  | ctrl | 2020 | 0.087547
22 Utility-scale PV tracker | PV - renewable power - solar - utility-scale ground mounted, single axis tracking | PV | renewable power | solar | utility-scale ground mounted, single axis tracking | Financial data | Nominal investment (tracker related costs) [2020-MEUR/MW_e] | Nominal investment | tracker related costs | MEUR/MW_e | 2020 | T |  | lower | 2020 | 0.080401
22 Utility-scale PV tracker | PV - renewable power - solar - utility-scale ground mounted, single axis tracking | PV | renewable power | solar | utility-scale ground mounted, single axis tracking | Financial data | Nominal investment (tracker related costs) [2020-MEUR/MW_e] | Nominal investment | tracker related costs | MEUR/MW_e | 2020 | T |  | upper | 2020 | 0.094694
22 Utility-scale PV tracker | PV - renewable power - solar - utility-scale ground mounted, single axis tracking | PV | renewable power | solar | utility-scale ground mounted, single axis tracking | Financial data | Nominal investment (tracker related costs) [2020-MEUR/MW_e] | Nominal investment | tracker related costs | MEUR/MW_e | 2020 | T |  | ctrl | 2030 | 0.070531
22 Utility-scale PV tracker | PV - renewable power - solar - utility-scale ground mounted, single axis tracking | PV | renewable power | solar | utility-scale ground mounted, single axis tracking | Financial data | Nominal investment (tracker related costs) [2020-MEUR/MW_e] | Nominal investment | tracker related costs | MEUR/MW_e | 2020 | T |  | ctrl | 2040 | 0.063313
22 Utility-scale PV tracker | PV - renewable power - solar - utility-scale ground mounted, single axis tracking | PV | renewable power | solar | utility-scale ground mounted, single axis tracking | Financial data | Nominal investment (tracker related costs) [2020-MEUR/MW_e] | Nominal investment | tracker related costs | MEUR/MW_e | 2020 | T |  | ctrl | 2050 | 0.059777
22 Utility-scale PV tracker | PV - renewable power - solar - utility-scale ground mounted, single axis tracking | PV | renewable power | solar | utility-scale ground mounted, single axis tracking | Financial data | Nominal investment (tracker related costs) [2020-MEUR/MW_e] | Nominal investment | tracker related costs | MEUR/MW_e | 2020 | T |  | lower | 2050 | 0.051163
22 Utility-scale PV tracker | PV - renewable power - solar - utility-scale ground mounted, single axis tracking | PV | renewable power | solar | utility-scale ground mounted, single axis tracking | Financial data | Nominal investment (tracker related costs) [2020-MEUR/MW_e] | Nominal investment | tracker related costs | MEUR/MW_e | 2020 | T |  | upper | 2050 | 0.068597
22 Utility-scale PV tracker | PV - renewable power - solar - utility-scale ground mounted, single axis tracking | PV | renewable power | solar | utility-scale ground mounted, single axis tracking | Technology-specific data | Nominal investment (installation, per DC) [2020-MEUR/MW_e] | Nominal investment | installation, per DC | MEUR/MW_e | 2020 | V |  | ctrl | 2015
22 Utility-scale PV tracker | PV - renewable power - solar - utility-scale ground mounted, single axis tracking | PV | renewable power | solar | utility-scale ground mounted, single axis tracking | Technology-specific data | Nominal investment (installation, per DC) [2020-MEUR/MW_e] | Nominal investment | installation, per DC | MEUR/MW_e | 2020 | V |  | ctrl | 2020 | 0.10226
22 Utility-scale PV tracker | PV - renewable power - solar - utility-scale ground mounted, single axis tracking | PV | renewable power | solar | utility-scale ground mounted, single axis tracking | Technology-specific data | Nominal investment (installation, per DC) [2020-MEUR/MW_e] | Nominal investment | installation, per DC | MEUR/MW_e | 2020 | V |  | lower | 2020 | 0.093916
22 Utility-scale PV tracker | PV - renewable power - solar - utility-scale ground mounted, single axis tracking | PV | renewable power | solar | utility-scale ground mounted, single axis tracking | Technology-specific data | Nominal investment (installation, per DC) [2020-MEUR/MW_e] | Nominal investment | installation, per DC | MEUR/MW_e | 2020 | V |  | upper | 2020 | 0.11061
22 Utility-scale PV tracker | PV - renewable power - solar - utility-scale ground mounted, single axis tracking | PV | renewable power | solar | utility-scale ground mounted, single axis tracking | Technology-specific data | Nominal investment (installation, per DC) [2020-MEUR/MW_e] | Nominal investment | installation, per DC | MEUR/MW_e | 2020 | V |  | ctrl | 2030 | 0.082387
22 Utility-scale PV tracker | PV - renewable power - solar - utility-scale ground mounted, single axis tracking | PV | renewable power | solar | utility-scale ground mounted, single axis tracking | Technology-specific data | Nominal investment (installation, per DC) [2020-MEUR/MW_e] | Nominal investment | installation, per DC | MEUR/MW_e | 2020 | V |  | ctrl | 2040 | 0.073956
22 Utility-scale PV tracker | PV - renewable power - solar - utility-scale ground mounted, single axis tracking | PV | renewable power | solar | utility-scale ground mounted, single axis tracking | Technology-specific data | Nominal investment (installation, per DC) [2020-MEUR/MW_e] | Nominal investment | installation, per DC | MEUR/MW_e | 2020 | V |  | ctrl | 2050 | 0.069826
22 Utility-scale PV tracker | PV - renewable power - solar - utility-scale ground mounted, single axis tracking | PV | renewable power | solar | utility-scale ground mounted, single axis tracking | Technology-specific data | Nominal investment (installation, per DC) [2020-MEUR/MW_e] | Nominal investment | installation, per DC | MEUR/MW_e | 2020 | V |  | lower | 2050 | 0.059763
22 Utility-scale PV tracker | PV - renewable power - solar - utility-scale ground mounted, single axis tracking | PV | renewable power | solar | utility-scale ground mounted, single axis tracking | Technology-specific data | Nominal investment (installation, per DC) [2020-MEUR/MW_e] | Nominal investment | installation, per DC | MEUR/MW_e | 2020 | V |  | upper | 2050 | 0.080128
22 Utility-scale PV tracker | PV - renewable power - solar - utility-scale ground mounted, single axis tracking | PV | renewable power | solar | utility-scale ground mounted, single axis tracking | Technology-specific data | Nominal investment (inverter, per DC) [2020-MEUR/MW_e] | Nominal investment | inverter, per DC | MEUR/MW_e | 2020 |  |  | ctrl | 2015
22 Utility-scale PV tracker | PV - renewable power - solar - utility-scale ground mounted, single axis tracking | PV | renewable power | solar | utility-scale ground mounted, single axis tracking | Technology-specific data | Nominal investment (inverter, per DC) [2020-MEUR/MW_e] | Nominal investment | inverter, per DC | MEUR/MW_e | 2020 |  |  | ctrl | 2020 | 0.024979
22 Utility-scale PV tracker | PV - renewable power - solar - utility-scale ground mounted, single axis tracking | PV | renewable power | solar | utility-scale ground mounted, single axis tracking | Technology-specific data | Nominal investment (inverter, per DC) [2020-MEUR/MW_e] | Nominal investment | inverter, per DC | MEUR/MW_e | 2020 |  |  | lower | 2020 | 0.02294
22 Utility-scale PV tracker | PV - renewable power - solar - utility-scale ground mounted, single axis tracking | PV | renewable power | solar | utility-scale ground mounted, single axis tracking | Technology-specific data | Nominal investment (inverter, per DC) [2020-MEUR/MW_e] | Nominal investment | inverter, per DC | MEUR/MW_e | 2020 |  |  | upper | 2020 | 0.027018
22 Utility-scale PV tracker | PV - renewable power - solar - utility-scale ground mounted, single axis tracking | PV | renewable power | solar | utility-scale ground mounted, single axis tracking | Technology-specific data | Nominal investment (inverter, per DC) [2020-MEUR/MW_e] | Nominal investment | inverter, per DC | MEUR/MW_e | 2020 |  |  | ctrl | 2030 | 0.016212
22 Utility-scale PV tracker | PV - renewable power - solar - utility-scale ground mounted, single axis tracking | PV | renewable power | solar | utility-scale ground mounted, single axis tracking | Technology-specific data | Nominal investment (inverter, per DC) [2020-MEUR/MW_e] | Nominal investment | inverter, per DC | MEUR/MW_e | 2020 |  |  | ctrl | 2040 | 0.013064
22 Utility-scale PV tracker | PV - renewable power - solar - utility-scale ground mounted, single axis tracking | PV | renewable power | solar | utility-scale ground mounted, single axis tracking | Technology-specific data | Nominal investment (inverter, per DC) [2020-MEUR/MW_e] | Nominal investment | inverter, per DC | MEUR/MW_e | 2020 |  |  | ctrl | 2050 | 0.011645
22 Utility-scale PV tracker | PV - renewable power - solar - utility-scale ground mounted, single axis tracking | PV | renewable power | solar | utility-scale ground mounted, single axis tracking | Technology-specific data | Nominal investment (inverter, per DC) [2020-MEUR/MW_e] | Nominal investment | inverter, per DC | MEUR/MW_e | 2020 |  |  | lower | 2050 | 0.0092891
22 Utility-scale PV tracker | PV - renewable power - solar - utility-scale ground mounted, single axis tracking | PV | renewable power | solar | utility-scale ground mounted, single axis tracking | Technology-specific data | Nominal investment (inverter, per DC) [2020-MEUR/MW_e] | Nominal investment | inverter, per DC | MEUR/MW_e | 2020 |  |  | upper | 2050 | 0.014178
22 Utility-scale PV tracker | PV - renewable power - solar - utility-scale ground mounted, single axis tracking | PV | renewable power | solar | utility-scale ground mounted, single axis tracking | Technology-specific data | Nominal investment (other, i.e. residual balance of plant, per DC) [2020-MEUR/MW_e] | Nominal investment | other, i.e. residual balance of plant, per DC | MEUR/MW_e | 2020 |  |  | ctrl | 2015
22 Utility-scale PV tracker | PV - renewable power - solar - utility-scale ground mounted, single axis tracking | PV | renewable power | solar | utility-scale ground mounted, single axis tracking | Technology-specific data | Nominal investment (other, i.e. residual balance of plant, per DC) [2020-MEUR/MW_e] | Nominal investment | other, i.e. residual balance of plant, per DC | MEUR/MW_e | 2020 |  |  | ctrl | 2020 | 0.029364
22 Utility-scale PV tracker | PV - renewable power - solar - utility-scale ground mounted, single axis tracking | PV | renewable power | solar | utility-scale ground mounted, single axis tracking | Technology-specific data | Nominal investment (other, i.e. residual balance of plant, per DC) [2020-MEUR/MW_e] | Nominal investment | other, i.e. residual balance of plant, per DC | MEUR/MW_e | 2020 |  |  | lower | 2020 | 0.026967
22 Utility-scale PV tracker | PV - renewable power - solar - utility-scale ground mounted, single axis tracking | PV | renewable power | solar | utility-scale ground mounted, single axis tracking | Technology-specific data | Nominal investment (other, i.e. residual balance of plant, per DC) [2020-MEUR/MW_e] | Nominal investment | other, i.e. residual balance of plant, per DC | MEUR/MW_e | 2020 |  |  | upper | 2020 | 0.031761
22 Utility-scale PV tracker | PV - renewable power - solar - utility-scale ground mounted, single axis tracking | PV | renewable power | solar | utility-scale ground mounted, single axis tracking | Technology-specific data | Nominal investment (other, i.e. residual balance of plant, per DC) [2020-MEUR/MW_e] | Nominal investment | other, i.e. residual balance of plant, per DC | MEUR/MW_e | 2020 |  |  | ctrl | 2030 | 0.023656
22 Utility-scale PV tracker | PV - renewable power - solar - utility-scale ground mounted, single axis tracking | PV | renewable power | solar | utility-scale ground mounted, single axis tracking | Technology-specific data | Nominal investment (other, i.e. residual balance of plant, per DC) [2020-MEUR/MW_e] | Nominal investment | other, i.e. residual balance of plant, per DC | MEUR/MW_e | 2020 |  |  | ctrl | 2040 | 0.021235
22 Utility-scale PV tracker | PV - renewable power - solar - utility-scale ground mounted, single axis tracking | PV | renewable power | solar | utility-scale ground mounted, single axis tracking | Technology-specific data | Nominal investment (other, i.e. residual balance of plant, per DC) [2020-MEUR/MW_e] | Nominal investment | other, i.e. residual balance of plant, per DC | MEUR/MW_e | 2020 |  |  | ctrl | 2050 | 0.02005
22 Utility-scale PV tracker | PV - renewable power - solar - utility-scale ground mounted, single axis tracking | PV | renewable power | solar | utility-scale ground mounted, single axis tracking | Technology-specific data | Nominal investment (other, i.e. residual balance of plant, per DC) [2020-MEUR/MW_e] | Nominal investment | other, i.e. residual balance of plant, per DC | MEUR/MW_e | 2020 |  |  | lower | 2050 | 0.01716
22 Utility-scale PV tracker | PV - renewable power - solar - utility-scale ground mounted, single axis tracking | PV | renewable power | solar | utility-scale ground mounted, single axis tracking | Technology-specific data | Nominal investment (other, i.e. residual balance of plant, per DC) [2020-MEUR/MW_e] | Nominal investment | other, i.e. residual balance of plant, per DC | MEUR/MW_e | 2020 |  |  | upper | 2050 | 0.023008
22 Utility-scale PV tracker | PV - renewable power - solar - utility-scale ground mounted, single axis tracking | PV | renewable power | solar | utility-scale ground mounted, single axis tracking | Financial data | Nominal investment (other, i.e. residual balance of plant) [2020-MEUR/MW_e] | Nominal investment | other, i.e. residual balance of plant | MEUR/MW_e | 2020 |  |  | ctrl | 2015
22 Utility-scale PV tracker | PV - renewable power - solar - utility-scale ground mounted, single axis tracking | PV | renewable power | solar | utility-scale ground mounted, single axis tracking | Financial data | Nominal investment (other, i.e. residual balance of plant) [2020-MEUR/MW_e] | Nominal investment | other, i.e. residual balance of plant | MEUR/MW_e | 2020 |  |  | ctrl | 2020 | 0.036705
22 Utility-scale PV tracker | PV - renewable power - solar - utility-scale ground mounted, single axis tracking | PV | renewable power | solar | utility-scale ground mounted, single axis tracking | Financial data | Nominal investment (other, i.e. residual balance of plant) [2020-MEUR/MW_e] | Nominal investment | other, i.e. residual balance of plant | MEUR/MW_e | 2020 |  |  | lower | 2020 | 0.033708
22 Utility-scale PV tracker | PV - renewable power - solar - utility-scale ground mounted, single axis tracking | PV | renewable power | solar | utility-scale ground mounted, single axis tracking | Financial data | Nominal investment (other, i.e. residual balance of plant) [2020-MEUR/MW_e] | Nominal investment | other, i.e. residual balance of plant | MEUR/MW_e | 2020 |  |  | upper | 2020 | 0.039701
22 Utility-scale PV tracker | PV - renewable power - solar - utility-scale ground mounted, single axis tracking | PV | renewable power | solar | utility-scale ground mounted, single axis tracking | Financial data | Nominal investment (other, i.e. residual balance of plant) [2020-MEUR/MW_e] | Nominal investment | other, i.e. residual balance of plant | MEUR/MW_e | 2020 |  |  | ctrl | 2030 | 0.029571
22 Utility-scale PV tracker | PV - renewable power - solar - utility-scale ground mounted, single axis tracking | PV | renewable power | solar | utility-scale ground mounted, single axis tracking | Financial data | Nominal investment (other, i.e. residual balance of plant) [2020-MEUR/MW_e] | Nominal investment | other, i.e. residual balance of plant | MEUR/MW_e | 2020 |  |  | ctrl | 2040 | 0.026544
22 Utility-scale PV tracker | PV - renewable power - solar - utility-scale ground mounted, single axis tracking | PV | renewable power | solar | utility-scale ground mounted, single axis tracking | Financial data | Nominal investment (other, i.e. residual balance of plant) [2020-MEUR/MW_e] | Nominal investment | other, i.e. residual balance of plant | MEUR/MW_e | 2020 |  |  | ctrl | 2050 | 0.025062
22 Utility-scale PV tracker | PV - renewable power - solar - utility-scale ground mounted, single axis tracking | PV | renewable power | solar | utility-scale ground mounted, single axis tracking | Financial data | Nominal investment (other, i.e. residual balance of plant) [2020-MEUR/MW_e] | Nominal investment | other, i.e. residual balance of plant | MEUR/MW_e | 2020 |  |  | lower | 2050 | 0.02145
22 Utility-scale PV tracker | PV - renewable power - solar - utility-scale ground mounted, single axis tracking | PV | renewable power | solar | utility-scale ground mounted, single axis tracking | Financial data | Nominal investment (other, i.e. residual balance of plant) [2020-MEUR/MW_e] | Nominal investment | other, i.e. residual balance of plant | MEUR/MW_e | 2020 |  |  | upper | 2050 | 0.02876
22 Utility-scale PV tracker | PV - renewable power - solar - utility-scale ground mounted, single axis tracking | PV | renewable power | solar | utility-scale ground mounted, single axis tracking | Financial data | Nominal investment (soft costs) [2020-MEUR/MW_e] | Nominal investment | soft costs | MEUR/MW_e | 2020 | V |  | ctrl | 2015
22 Utility-scale PV tracker | PV - renewable power - solar - utility-scale ground mounted, single axis tracking | PV | renewable power | solar | utility-scale ground mounted, single axis tracking | Financial data | Nominal investment (soft costs) [2020-MEUR/MW_e] | Nominal investment | soft costs | MEUR/MW_e | 2020 | V |  | ctrl | 2020 | 0.04894
22 Utility-scale PV tracker | PV - renewable power - solar - utility-scale ground mounted, single axis tracking | PV | renewable power | solar | utility-scale ground mounted, single axis tracking | Financial data | Nominal investment (soft costs) [2020-MEUR/MW_e] | Nominal investment | soft costs | MEUR/MW_e | 2020 | V |  | lower | 2020 | 0.044944
22 Utility-scale PV tracker | PV - renewable power - solar - utility-scale ground mounted, single axis tracking | PV | renewable power | solar | utility-scale ground mounted, single axis tracking | Financial data | Nominal investment (soft costs) [2020-MEUR/MW_e] | Nominal investment | soft costs | MEUR/MW_e | 2020 | V |  | upper | 2020 | 0.052935
22 Utility-scale PV tracker | PV - renewable power - solar - utility-scale ground mounted, single axis tracking | PV | renewable power | solar | utility-scale ground mounted, single axis tracking | Financial data | Nominal investment (soft costs) [2020-MEUR/MW_e] | Nominal investment | soft costs | MEUR/MW_e | 2020 | V |  | ctrl | 2030 | 0.039427
22 Utility-scale PV tracker | PV - renewable power - solar - utility-scale ground mounted, single axis tracking | PV | renewable power | solar | utility-scale ground mounted, single axis tracking | Financial data | Nominal investment (soft costs) [2020-MEUR/MW_e] | Nominal investment | soft costs | MEUR/MW_e | 2020 | V |  | ctrl | 2040 | 0.035392
22 Utility-scale PV tracker | PV - renewable power - solar - utility-scale ground mounted, single axis tracking | PV | renewable power | solar | utility-scale ground mounted, single axis tracking | Financial data | Nominal investment (soft costs) [2020-MEUR/MW_e] | Nominal investment | soft costs | MEUR/MW_e | 2020 | V |  | ctrl | 2050 | 0.033416
22 Utility-scale PV tracker | PV - renewable power - solar - utility-scale ground mounted, single axis tracking | PV | renewable power | solar | utility-scale ground mounted, single axis tracking | Financial data | Nominal investment (soft costs) [2020-MEUR/MW_e] | Nominal investment | soft costs | MEUR/MW_e | 2020 | V |  | lower | 2050 | 0.0286
22 Utility-scale PV tracker | PV - renewable power - solar - utility-scale ground mounted, single axis tracking | PV | renewable power | solar | utility-scale ground mounted, single axis tracking | Financial data | Nominal investment (soft costs) [2020-MEUR/MW_e] | Nominal investment | soft costs | MEUR/MW_e | 2020 | V |  | upper | 2050 | 0.038346
22 Utility-scale PV tracker | PV - renewable power - solar - utility-scale ground mounted, single axis tracking | PV | renewable power | solar | utility-scale ground mounted, single axis tracking | Technology-specific data | Nominal investment (pv module, per DC) [2020-MEUR/MW_e] | Nominal investment | pv module, per DC | MEUR/MW_e | 2020 |  |  | ctrl | 2015
22 Utility-scale PV tracker | PV - renewable power - solar - utility-scale ground mounted, single axis tracking | PV | renewable power | solar | utility-scale ground mounted, single axis tracking | Technology-specific data | Nominal investment (pv module, per DC) [2020-MEUR/MW_e] | Nominal investment | pv module, per DC | MEUR/MW_e | 2020 |  |  | ctrl | 2020 | 0.20555
22 Utility-scale PV tracker | PV - renewable power - solar - utility-scale ground mounted, single axis tracking | PV | renewable power | solar | utility-scale ground mounted, single axis tracking | Technology-specific data | Nominal investment (pv module, per DC) [2020-MEUR/MW_e] | Nominal investment | pv module, per DC | MEUR/MW_e | 2020 |  |  | lower | 2020 | 0.18877
22 Utility-scale PV tracker | PV - renewable power - solar - utility-scale ground mounted, single axis tracking | PV | renewable power | solar | utility-scale ground mounted, single axis tracking | Technology-specific data | Nominal investment (pv module, per DC) [2020-MEUR/MW_e] | Nominal investment | pv module, per DC | MEUR/MW_e | 2020 |  |  | upper | 2020 | 0.22233
22 Utility-scale PV tracker | PV - renewable power - solar - utility-scale ground mounted, single axis tracking | PV | renewable power | solar | utility-scale ground mounted, single axis tracking | Technology-specific data | Nominal investment (pv module, per DC) [2020-MEUR/MW_e] | Nominal investment | pv module, per DC | MEUR/MW_e | 2020 |  |  | ctrl | 2030 | 0.11393
22 Utility-scale PV tracker | PV - renewable power - solar - utility-scale ground mounted, single axis tracking | PV | renewable power | solar | utility-scale ground mounted, single axis tracking | Technology-specific data | Nominal investment (pv module, per DC) [2020-MEUR/MW_e] | Nominal investment | pv module, per DC | MEUR/MW_e | 2020 |  |  | ctrl | 2040 | 0.084838
22 Utility-scale PV tracker | PV - renewable power - solar - utility-scale ground mounted, single axis tracking | PV | renewable power | solar | utility-scale ground mounted, single axis tracking | Technology-specific data | Nominal investment (pv module, per DC) [2020-MEUR/MW_e] | Nominal investment | pv module, per DC | MEUR/MW_e | 2020 |  |  | ctrl | 2050 | 0.072519
22 Utility-scale PV tracker | PV - renewable power - solar - utility-scale ground mounted, single axis tracking | PV | renewable power | solar | utility-scale ground mounted, single axis tracking | Technology-specific data | Nominal investment (pv module, per DC) [2020-MEUR/MW_e] | Nominal investment | pv module, per DC | MEUR/MW_e | 2020 |  |  | lower | 2050 | 0.054944
22 Utility-scale PV tracker | PV - renewable power - solar - utility-scale ground mounted, single axis tracking | PV | renewable power | solar | utility-scale ground mounted, single axis tracking | Technology-specific data | Nominal investment (pv module, per DC) [2020-MEUR/MW_e] | Nominal investment | pv module, per DC | MEUR/MW_e | 2020 |  |  | upper | 2050 | 0.1366
22 Utility-scale PV tracker | PV - renewable power - solar - utility-scale ground mounted, single axis tracking | PV | renewable power | solar | utility-scale ground mounted, single axis tracking | Technology-specific data | Nominal investment (soft costs, per DC) [2020-MEUR/MW_e] | Nominal investment | soft costs, per DC | MEUR/MW_e | 2020 | V |  | ctrl | 2015
22 Utility-scale PV tracker | PV - renewable power - solar - utility-scale ground mounted, single axis tracking | PV | renewable power | solar | utility-scale ground mounted, single axis tracking | Technology-specific data | Nominal investment (soft costs, per DC) [2020-MEUR/MW_e] | Nominal investment | soft costs, per DC | MEUR/MW_e | 2020 | V |  | ctrl | 2020 | 0.039152
22 Utility-scale PV tracker | PV - renewable power - solar - utility-scale ground mounted, single axis tracking | PV | renewable power | solar | utility-scale ground mounted, single axis tracking | Technology-specific data | Nominal investment (soft costs, per DC) [2020-MEUR/MW_e] | Nominal investment | soft costs, per DC | MEUR/MW_e | 2020 | V |  | lower | 2020 | 0.035956
22 Utility-scale PV tracker | PV - renewable power - solar - utility-scale ground mounted, single axis tracking | PV | renewable power | solar | utility-scale ground mounted, single axis tracking | Technology-specific data | Nominal investment (soft costs, per DC) [2020-MEUR/MW_e] | Nominal investment | soft costs, per DC | MEUR/MW_e | 2020 | V |  | upper | 2020 | 0.042348
22 Utility-scale PV tracker | PV - renewable power - solar - utility-scale ground mounted, single axis tracking | PV | renewable power | solar | utility-scale ground mounted, single axis tracking | Technology-specific data | Nominal investment (soft costs, per DC) [2020-MEUR/MW_e] | Nominal investment | soft costs, per DC | MEUR/MW_e | 2020 | V |  | ctrl | 2030 | 0.031542
22 Utility-scale PV tracker | PV - renewable power - solar - utility-scale ground mounted, single axis tracking | PV | renewable power | solar | utility-scale ground mounted, single axis tracking | Technology-specific data | Nominal investment (soft costs, per DC) [2020-MEUR/MW_e] | Nominal investment | soft costs, per DC | MEUR/MW_e | 2020 | V |  | ctrl | 2040 | 0.028314
22 Utility-scale PV tracker | PV - renewable power - solar - utility-scale ground mounted, single axis tracking | PV | renewable power | solar | utility-scale ground mounted, single axis tracking | Technology-specific data | Nominal investment (soft costs, per DC) [2020-MEUR/MW_e] | Nominal investment | soft costs, per DC | MEUR/MW_e | 2020 | V |  | ctrl | 2050 | 0.026733
22 Utility-scale PV tracker | PV - renewable power - solar - utility-scale ground mounted, single axis tracking | PV | renewable power | solar | utility-scale ground mounted, single axis tracking | Technology-specific data | Nominal investment (soft costs, per DC) [2020-MEUR/MW_e] | Nominal investment | soft costs, per DC | MEUR/MW_e | 2020 | V |  | lower | 2050 | 0.02288
22 Utility-scale PV tracker | PV - renewable power - solar - utility-scale ground mounted, single axis tracking | PV | renewable power | solar | utility-scale ground mounted, single axis tracking | Technology-specific data | Nominal investment (soft costs, per DC) [2020-MEUR/MW_e] | Nominal investment | soft costs, per DC | MEUR/MW_e | 2020 | V |  | upper | 2050 | 0.030677
22 Utility-scale PV tracker | PV - renewable power - solar - utility-scale ground mounted, single axis tracking | PV | renewable power | solar | utility-scale ground mounted, single axis tracking | Technology-specific data | Nominal investment (tracker related cost, per DC) [2020-MEUR/MW_e] | Nominal investment | tracker related cost, per DC | MEUR/MW_e | 2020 | T |  | ctrl | 2015
22 Utility-scale PV tracker | PV - renewable power - solar - utility-scale ground mounted, single axis tracking | PV | renewable power | solar | utility-scale ground mounted, single axis tracking | Technology-specific data | Nominal investment (tracker related cost, per DC) [2020-MEUR/MW_e] | Nominal investment | tracker related cost, per DC | MEUR/MW_e | 2020 | T |  | ctrl | 2020 | 0.070038
22 Utility-scale PV tracker | PV - renewable power - solar - utility-scale ground mounted, single axis tracking | PV | renewable power | solar | utility-scale ground mounted, single axis tracking | Technology-specific data | Nominal investment (tracker related cost, per DC) [2020-MEUR/MW_e] | Nominal investment | tracker related cost, per DC | MEUR/MW_e | 2020 | T |  | lower | 2020 | 0.064321
22 Utility-scale PV tracker | PV - renewable power - solar - utility-scale ground mounted, single axis tracking | PV | renewable power | solar | utility-scale ground mounted, single axis tracking | Technology-specific data | Nominal investment (tracker related cost, per DC) [2020-MEUR/MW_e] | Nominal investment | tracker related cost, per DC | MEUR/MW_e | 2020 | T |  | upper | 2020 | 0.075755
22 Utility-scale PV tracker | PV - renewable power - solar - utility-scale ground mounted, single axis tracking | PV | renewable power | solar | utility-scale ground mounted, single axis tracking | Technology-specific data | Nominal investment (tracker related cost, per DC) [2020-MEUR/MW_e] | Nominal investment | tracker related cost, per DC | MEUR/MW_e | 2020 | T |  | ctrl | 2030 | 0.056425
22 Utility-scale PV tracker | PV - renewable power - solar - utility-scale ground mounted, single axis tracking | PV | renewable power | solar | utility-scale ground mounted, single axis tracking | Technology-specific data | Nominal investment (tracker related cost, per DC) [2020-MEUR/MW_e] | Nominal investment | tracker related cost, per DC | MEUR/MW_e | 2020 | T |  | ctrl | 2040 | 0.05065
22 Utility-scale PV tracker | PV - renewable power - solar - utility-scale ground mounted, single axis tracking | PV | renewable power | solar | utility-scale ground mounted, single axis tracking | Technology-specific data | Nominal investment (tracker related cost, per DC) [2020-MEUR/MW_e] | Nominal investment | tracker related cost, per DC | MEUR/MW_e | 2020 | T |  | ctrl | 2050 | 0.047822
22 Utility-scale PV tracker | PV - renewable power - solar - utility-scale ground mounted, single axis tracking | PV | renewable power | solar | utility-scale ground mounted, single axis tracking | Technology-specific data | Nominal investment (tracker related cost, per DC) [2020-MEUR/MW_e] | Nominal investment | tracker related cost, per DC | MEUR/MW_e | 2020 | T |  | lower | 2050 | 0.04093
22 Utility-scale PV tracker | PV - renewable power - solar - utility-scale ground mounted, single axis tracking | PV | renewable power | solar | utility-scale ground mounted, single axis tracking | Technology-specific data | Nominal investment (tracker related cost, per DC) [2020-MEUR/MW_e] | Nominal investment | tracker related cost, per DC | MEUR/MW_e | 2020 | T |  | upper | 2050 | 0.054878
22 Utility-scale PV tracker | PV - renewable power - solar - utility-scale ground mounted, single axis tracking | PV | renewable power | solar | utility-scale ground mounted, single axis tracking | Technology-specific data | Nominal investment (transformer and grid connection, per DC) [2020-MEUR/MW_e] | Nominal investment | transformer and grid connection, per DC | MEUR/MW_e | 2020 | R |  | ctrl | 2015
22 Utility-scale PV tracker | PV - renewable power - solar - utility-scale ground mounted, single axis tracking | PV | renewable power | solar | utility-scale ground mounted, single axis tracking | Technology-specific data | Nominal investment (transformer and grid connection, per DC) [2020-MEUR/MW_e] | Nominal investment | transformer and grid connection, per DC | MEUR/MW_e | 2020 | R |  | ctrl | 2020 | 0.04894
22 Utility-scale PV tracker | PV - renewable power - solar - utility-scale ground mounted, single axis tracking | PV | renewable power | solar | utility-scale ground mounted, single axis tracking | Technology-specific data | Nominal investment (transformer and grid connection, per DC) [2020-MEUR/MW_e] | Nominal investment | transformer and grid connection, per DC | MEUR/MW_e | 2020 | R |  | lower | 2020 | 0.044944
22 Utility-scale PV tracker | PV - renewable power - solar - utility-scale ground mounted, single axis tracking | PV | renewable power | solar | utility-scale ground mounted, single axis tracking | Technology-specific data | Nominal investment (transformer and grid connection, per DC) [2020-MEUR/MW_e] | Nominal investment | transformer and grid connection, per DC | MEUR/MW_e | 2020 | R |  | upper | 2020 | 0.052935
22 Utility-scale PV tracker | PV - renewable power - solar - utility-scale ground mounted, single axis tracking | PV | renewable power | solar | utility-scale ground mounted, single axis tracking | Technology-specific data | Nominal investment (transformer and grid connection, per DC) [2020-MEUR/MW_e] | Nominal investment | transformer and grid connection, per DC | MEUR/MW_e | 2020 | R |  | ctrl | 2030 | 0.039427
22 Utility-scale PV tracker | PV - renewable power - solar - utility-scale ground mounted, single axis tracking | PV | renewable power | solar | utility-scale ground mounted, single axis tracking | Technology-specific data | Nominal investment (transformer and grid connection, per DC) [2020-MEUR/MW_e] | Nominal investment | transformer and grid connection, per DC | MEUR/MW_e | 2020 | R |  | ctrl | 2040 | 0.035392
22 Utility-scale PV tracker | PV - renewable power - solar - utility-scale ground mounted, single axis tracking | PV | renewable power | solar | utility-scale ground mounted, single axis tracking | Technology-specific data | Nominal investment (transformer and grid connection, per DC) [2020-MEUR/MW_e] | Nominal investment | transformer and grid connection, per DC | MEUR/MW_e | 2020 | R |  | ctrl | 2050 | 0.033416
22 Utility-scale PV tracker | PV - renewable power - solar - utility-scale ground mounted, single axis tracking | PV | renewable power | solar | utility-scale ground mounted, single axis tracking | Technology-specific data | Nominal investment (transformer and grid connection, per DC) [2020-MEUR/MW_e] | Nominal investment | transformer and grid connection, per DC | MEUR/MW_e | 2020 | R |  | lower | 2050 | 0.0286
22 Utility-scale PV tracker | PV - renewable power - solar - utility-scale ground mounted, single axis tracking | PV | renewable power | solar | utility-scale ground mounted, single axis tracking | Technology-specific data | Nominal investment (transformer and grid connection, per DC) [2020-MEUR/MW_e] | Nominal investment | transformer and grid connection, per DC | MEUR/MW_e | 2020 | R |  | upper | 2050 | 0.038346
22 Utility-scale PV tracker | PV - renewable power - solar - utility-scale ground mounted, single axis tracking | PV | renewable power | solar | utility-scale ground mounted, single axis tracking | Technology-specific data | PV module conversion efficiency [] | PV module conversion efficiency |  | [] |  | U | 3 | ctrl | 2015
22 Utility-scale PV tracker | PV - renewable power - solar - utility-scale ground mounted, single axis tracking | PV | renewable power | solar | utility-scale ground mounted, single axis tracking | Technology-specific data | PV module conversion efficiency [] | PV module conversion efficiency |  | [] |  | U | 3 | ctrl | 2020 | 0.205
22 Utility-scale PV tracker | PV - renewable power - solar - utility-scale ground mounted, single axis tracking | PV | renewable power | solar | utility-scale ground mounted, single axis tracking | Technology-specific data | PV module conversion efficiency [] | PV module conversion efficiency |  | [] |  | U | 3 | lower | 2020 | 0.2
22 Utility-scale PV tracker | PV - renewable power - solar - utility-scale ground mounted, single axis tracking | PV | renewable power | solar | utility-scale ground mounted, single axis tracking | Technology-specific data | PV module conversion efficiency [] | PV module conversion efficiency |  | [] |  | U | 3 | upper | 2020 | 0.21
22 Utility-scale PV tracker | PV - renewable power - solar - utility-scale ground mounted, single axis tracking | PV | renewable power | solar | utility-scale ground mounted, single axis tracking | Technology-specific data | PV module conversion efficiency [] | PV module conversion efficiency |  | [] |  | U | 3 | ctrl | 2030 | 0.23
22 Utility-scale PV tracker | PV - renewable power - solar - utility-scale ground mounted, single axis tracking | PV | renewable power | solar | utility-scale ground mounted, single axis tracking | Technology-specific data | PV module conversion efficiency [] | PV module conversion efficiency |  | [] |  | U | 3 | ctrl | 2040 | 0.245
22 Utility-scale PV tracker | PV - renewable power - solar - utility-scale ground mounted, single axis tracking | PV | renewable power | solar | utility-scale ground mounted, single axis tracking | Technology-specific data | PV module conversion efficiency [] | PV module conversion efficiency |  | [] |  | U | 3 | ctrl | 2050 | 0.26
22 Utility-scale PV tracker | PV - renewable power - solar - utility-scale ground mounted, single axis tracking | PV | renewable power | solar | utility-scale ground mounted, single axis tracking | Technology-specific data | PV module conversion efficiency [] | PV module conversion efficiency |  | [] |  | U | 3 | lower | 2050
22 Utility-scale PV tracker | PV - renewable power - solar - utility-scale ground mounted, single axis tracking | PV | renewable power | solar | utility-scale ground mounted, single axis tracking | Technology-specific data | PV module conversion efficiency [] | PV module conversion efficiency |  | [] |  | U | 3 | upper | 2050
22 Utility-scale PV tracker | PV - renewable power - solar - utility-scale ground mounted, single axis tracking | PV | renewable power | solar | utility-scale ground mounted, single axis tracking | Technology-specific data | Performance ratio (contribution from bifaciality) [] | Performance ratio | contribution from bifaciality | [] |  | H | 3 | ctrl | 2015
22 Utility-scale PV tracker | PV - renewable power - solar - utility-scale ground mounted, single axis tracking | PV | renewable power | solar | utility-scale ground mounted, single axis tracking | Technology-specific data | Performance ratio (contribution from bifaciality) [] | Performance ratio | contribution from bifaciality | [] |  | H | 3 | ctrl | 2020 | 0.01
22 Utility-scale PV tracker | PV - renewable power - solar - utility-scale ground mounted, single axis tracking | PV | renewable power | solar | utility-scale ground mounted, single axis tracking | Technology-specific data | Performance ratio (contribution from bifaciality) [] | Performance ratio | contribution from bifaciality | [] |  | H | 3 | lower | 2020
22 Utility-scale PV tracker | PV - renewable power - solar - utility-scale ground mounted, single axis tracking | PV | renewable power | solar | utility-scale ground mounted, single axis tracking | Technology-specific data | Performance ratio (contribution from bifaciality) [] | Performance ratio | contribution from bifaciality | [] |  | H | 3 | upper | 2020
22 Utility-scale PV tracker | PV - renewable power - solar - utility-scale ground mounted, single axis tracking | PV | renewable power | solar | utility-scale ground mounted, single axis tracking | Technology-specific data | Performance ratio (contribution from bifaciality) [] | Performance ratio | contribution from bifaciality | [] |  | H | 3 | ctrl | 2030 | 0.05
22 Utility-scale PV tracker | PV - renewable power - solar - utility-scale ground mounted, single axis tracking | PV | renewable power | solar | utility-scale ground mounted, single axis tracking | Technology-specific data | Performance ratio (contribution from bifaciality) [] | Performance ratio | contribution from bifaciality | [] |  | H | 3 | ctrl | 2040 | 0.05
22 Utility-scale PV tracker | PV - renewable power - solar - utility-scale ground mounted, single axis tracking | PV | renewable power | solar | utility-scale ground mounted, single axis tracking | Technology-specific data | Performance ratio (contribution from bifaciality) [] | Performance ratio | contribution from bifaciality | [] |  | H | 3 | ctrl | 2050 | 0.05
22 Utility-scale PV tracker | PV - renewable power - solar - utility-scale ground mounted, single axis tracking | PV | renewable power | solar | utility-scale ground mounted, single axis tracking | Technology-specific data | Performance ratio (contribution from bifaciality) [] | Performance ratio | contribution from bifaciality | [] |  | H | 3 | lower | 2050
22 Utility-scale PV tracker | PV - renewable power - solar - utility-scale ground mounted, single axis tracking | PV | renewable power | solar | utility-scale ground mounted, single axis tracking | Technology-specific data | Performance ratio (contribution from bifaciality) [] | Performance ratio | contribution from bifaciality | [] |  | H | 3 | upper | 2050
22 Utility-scale PV tracker | PV - renewable power - solar - utility-scale ground mounted, single axis tracking | PV | renewable power | solar | utility-scale ground mounted, single axis tracking | Technology-specific data | Performance ratio (measure of combined losses) [] | Performance ratio | measure of combined losses | [] |  | F |  | ctrl | 2015
22 Utility-scale PV tracker | PV - renewable power - solar - utility-scale ground mounted, single axis tracking | PV | renewable power | solar | utility-scale ground mounted, single axis tracking | Technology-specific data | Performance ratio (measure of combined losses) [] | Performance ratio | measure of combined losses | [] |  | F |  | ctrl | 2020 | 0.86
22 Utility-scale PV tracker | PV - renewable power - solar - utility-scale ground mounted, single axis tracking | PV | renewable power | solar | utility-scale ground mounted, single axis tracking | Technology-specific data | Performance ratio (measure of combined losses) [] | Performance ratio | measure of combined losses | [] |  | F |  | lower | 2020
22 Utility-scale PV tracker | PV - renewable power - solar - utility-scale ground mounted, single axis tracking | PV | renewable power | solar | utility-scale ground mounted, single axis tracking | Technology-specific data | Performance ratio (measure of combined losses) [] | Performance ratio | measure of combined losses | [] |  | F |  | upper | 2020
22 Utility-scale PV tracker | PV - renewable power - solar - utility-scale ground mounted, single axis tracking | PV | renewable power | solar | utility-scale ground mounted, single axis tracking | Technology-specific data | Performance ratio (measure of combined losses) [] | Performance ratio | measure of combined losses | [] |  | F |  | ctrl | 2030 | 0.95
22 Utility-scale PV tracker | PV - renewable power - solar - utility-scale ground mounted, single axis tracking | PV | renewable power | solar | utility-scale ground mounted, single axis tracking | Technology-specific data | Performance ratio (measure of combined losses) [] | Performance ratio | measure of combined losses | [] |  | F |  | ctrl | 2040 | 0.96
22 Utility-scale PV tracker | PV - renewable power - solar - utility-scale ground mounted, single axis tracking | PV | renewable power | solar | utility-scale ground mounted, single axis tracking | Technology-specific data | Performance ratio (measure of combined losses) [] | Performance ratio | measure of combined losses | [] |  | F |  | ctrl | 2050 | 0.97
22 Utility-scale PV tracker | PV - renewable power - solar - utility-scale ground mounted, single axis tracking | PV | renewable power | solar | utility-scale ground mounted, single axis tracking | Technology-specific data | Performance ratio (measure of combined losses) [] | Performance ratio | measure of combined losses | [] |  | F |  | lower | 2050
22 Utility-scale PV tracker | PV - renewable power - solar - utility-scale ground mounted, single axis tracking | PV | renewable power | solar | utility-scale ground mounted, single axis tracking | Technology-specific data | Performance ratio (measure of combined losses) [] | Performance ratio | measure of combined losses | [] |  | F |  | upper | 2050
22 Utility-scale PV tracker | PV - renewable power - solar - utility-scale ground mounted, single axis tracking | PV | renewable power | solar | utility-scale ground mounted, single axis tracking | Technology-specific data | Sizing factor (DC/AC) [W_e/W_e] | Sizing factor | DC/AC | W_e/W_e |  | D | 5, 6 | ctrl | 2015
22 Utility-scale PV tracker | PV - renewable power - solar - utility-scale ground mounted, single axis tracking | PV | renewable power | solar | utility-scale ground mounted, single axis tracking | Technology-specific data | Sizing factor (DC/AC) [W_e/W_e] | Sizing factor | DC/AC | W_e/W_e |  | D | 5, 6 | ctrl | 2020 | 1.25
22 Utility-scale PV tracker | PV - renewable power - solar - utility-scale ground mounted, single axis tracking | PV | renewable power | solar | utility-scale ground mounted, single axis tracking | Technology-specific data | Sizing factor (DC/AC) [W_e/W_e] | Sizing factor | DC/AC | W_e/W_e |  | D | 5, 6 | lower | 2020
22 Utility-scale PV tracker | PV - renewable power - solar - utility-scale ground mounted, single axis tracking | PV | renewable power | solar | utility-scale ground mounted, single axis tracking | Technology-specific data | Sizing factor (DC/AC) [W_e/W_e] | Sizing factor | DC/AC | W_e/W_e |  | D | 5, 6 | upper | 2020
22 Utility-scale PV tracker | PV - renewable power - solar - utility-scale ground mounted, single axis tracking | PV | renewable power | solar | utility-scale ground mounted, single axis tracking | Technology-specific data | Sizing factor (DC/AC) [W_e/W_e] | Sizing factor | DC/AC | W_e/W_e |  | D | 5, 6 | ctrl | 2030 | 1.25
22 Utility-scale PV tracker | PV - renewable power - solar - utility-scale ground mounted, single axis tracking | PV | renewable power | solar | utility-scale ground mounted, single axis tracking | Technology-specific data | Sizing factor (DC/AC) [W_e/W_e] | Sizing factor | DC/AC | W_e/W_e |  | D | 5, 6 | ctrl | 2040 | 1.25
22 Utility-scale PV tracker | PV - renewable power - solar - utility-scale ground mounted, single axis tracking | PV | renewable power | solar | utility-scale ground mounted, single axis tracking | Technology-specific data | Sizing factor (DC/AC) [W_e/W_e] | Sizing factor | DC/AC | W_e/W_e |  | D | 5, 6 | ctrl | 2050 | 1.25
22 Utility-scale PV tracker | PV - renewable power - solar - utility-scale ground mounted, single axis tracking | PV | renewable power | solar | utility-scale ground mounted, single axis tracking | Technology-specific data | Sizing factor (DC/AC) [W_e/W_e] | Sizing factor | DC/AC | W_e/W_e |  | D | 5, 6 | lower | 2050
22 Utility-scale PV tracker | PV - renewable power - solar - utility-scale ground mounted, single axis tracking | PV | renewable power | solar | utility-scale ground mounted, single axis tracking | Technology-specific data | Sizing factor (DC/AC) [W_e/W_e] | Sizing factor | DC/AC | W_e/W_e |  | D | 5, 6 | upper | 2050
22 Utility-scale PV tracker | PV - renewable power - solar - utility-scale ground mounted, single axis tracking | PV | renewable power | solar | utility-scale ground mounted, single axis tracking | Technology-specific data | Space requirement (per DC) [1000m2/MW_e] | Space requirement | per DC | 1000m2/MW_e |  | B,B1 | 6 | ctrl | 2015
22 Utility-scale PV tracker | PV - renewable power - solar - utility-scale ground mounted, single axis tracking | PV | renewable power | solar | utility-scale ground mounted, single axis tracking | Technology-specific data | Space requirement (per DC) [1000m2/MW_e] | Space requirement | per DC | 1000m2/MW_e |  | B,B1 | 6 | ctrl | 2020 | 14.3
22 Utility-scale PV tracker | PV - renewable power - solar - utility-scale ground mounted, single axis tracking | PV | renewable power | solar | utility-scale ground mounted, single axis tracking | Technology-specific data | Space requirement (per DC) [1000m2/MW_e] | Space requirement | per DC | 1000m2/MW_e |  | B,B1 | 6 | lower | 2020
22 Utility-scale PV tracker | PV - renewable power - solar - utility-scale ground mounted, single axis tracking | PV | renewable power | solar | utility-scale ground mounted, single axis tracking | Technology-specific data | Space requirement (per DC) [1000m2/MW_e] | Space requirement | per DC | 1000m2/MW_e |  | B,B1 | 6 | upper | 2020
22 Utility-scale PV tracker | PV - renewable power - solar - utility-scale ground mounted, single axis tracking | PV | renewable power | solar | utility-scale ground mounted, single axis tracking | Technology-specific data | Space requirement (per DC) [1000m2/MW_e] | Space requirement | per DC | 1000m2/MW_e |  | B,B1 | 6 | ctrl | 2030 | 12.7457
22 Utility-scale PV tracker | PV - renewable power - solar - utility-scale ground mounted, single axis tracking | PV | renewable power | solar | utility-scale ground mounted, single axis tracking | Technology-specific data | Space requirement (per DC) [1000m2/MW_e] | Space requirement | per DC | 1000m2/MW_e |  | B,B1 | 6 | ctrl | 2040 | 11.9653
22 Utility-scale PV tracker | PV - renewable power - solar - utility-scale ground mounted, single axis tracking | PV | renewable power | solar | utility-scale ground mounted, single axis tracking | Technology-specific data | Space requirement (per DC) [1000m2/MW_e] | Space requirement | per DC | 1000m2/MW_e |  | B,B1 | 6 | ctrl | 2050 | 11.275
22 Utility-scale PV tracker | PV - renewable power - solar - utility-scale ground mounted, single axis tracking | PV | renewable power | solar | utility-scale ground mounted, single axis tracking | Technology-specific data | Space requirement (per DC) [1000m2/MW_e] | Space requirement | per DC | 1000m2/MW_e |  | B,B1 | 6 | lower | 2050
22 Utility-scale PV tracker | PV - renewable power - solar - utility-scale ground mounted, single axis tracking | PV | renewable power | solar | utility-scale ground mounted, single axis tracking | Technology-specific data | Space requirement (per DC) [1000m2/MW_e] | Space requirement | per DC | 1000m2/MW_e |  | B,B1 | 6 | upper | 2050
22 Utility-scale PV tracker | PV - renewable power - solar - utility-scale ground mounted, single axis tracking | PV | renewable power | solar | utility-scale ground mounted, single axis tracking | Technology-specific data | Transposition factor | Transposition factor |  |  |  | E |  | ctrl | 2015
22 Utility-scale PV tracker | PV - renewable power - solar - utility-scale ground mounted, single axis tracking | PV | renewable power | solar | utility-scale ground mounted, single axis tracking | Technology-specific data | Transposition factor | Transposition factor |  |  |  | E |  | ctrl | 2020 | 1.3455
22 Utility-scale PV tracker | PV - renewable power - solar - utility-scale ground mounted, single axis tracking | PV | renewable power | solar | utility-scale ground mounted, single axis tracking | Technology-specific data | Transposition factor | Transposition factor |  |  |  | E |  | lower | 2020
22 Utility-scale PV tracker | PV - renewable power - solar - utility-scale ground mounted, single axis tracking | PV | renewable power | solar | utility-scale ground mounted, single axis tracking | Technology-specific data | Transposition factor | Transposition factor |  |  |  | E |  | upper | 2020
22 Utility-scale PV tracker | PV - renewable power - solar - utility-scale ground mounted, single axis tracking | PV | renewable power | solar | utility-scale ground mounted, single axis tracking | Technology-specific data | Transposition factor | Transposition factor |  |  |  | E |  | ctrl | 2030 | 1.35
22 Utility-scale PV tracker | PV - renewable power - solar - utility-scale ground mounted, single axis tracking | PV | renewable power | solar | utility-scale ground mounted, single axis tracking | Technology-specific data | Transposition factor | Transposition factor |  |  |  | E |  | ctrl | 2040 | 1.3455
22 Utility-scale PV tracker | PV - renewable power - solar - utility-scale ground mounted, single axis tracking | PV | renewable power | solar | utility-scale ground mounted, single axis tracking | Technology-specific data | Transposition factor | Transposition factor |  |  |  | E |  | ctrl | 2050 | 1.3455
22 Utility-scale PV tracker | PV - renewable power - solar - utility-scale ground mounted, single axis tracking | PV | renewable power | solar | utility-scale ground mounted, single axis tracking | Technology-specific data | Transposition factor | Transposition factor |  |  |  | E |  | lower | 2050
22 Utility-scale PV tracker | PV - renewable power - solar - utility-scale ground mounted, single axis tracking | PV | renewable power | solar | utility-scale ground mounted, single axis tracking | Technology-specific data | Transposition factor | Transposition factor |  |  |  | E |  | upper | 2050
40 co2. hp, seawater 50-100 MW | Heat pump, sea water, co2, 65 MW - heat pump - electricity - large | Heat pump, sea water, co2, 65 MW | heat pump | electricity | large | Energy/technical data | Auxiliary Electricity consumption (share of heat gen.) [] | Auxiliary Electricity consumption | share of heat gen. | [] |  | E, F, M | 1 | ctrl | 2020 | 0.029
40 co2. hp, seawater 50-100 MW | Heat pump, sea water, co2, 65 MW - heat pump - electricity - large | Heat pump, sea water, co2, 65 MW | heat pump | electricity | large | Energy/technical data | Auxiliary Electricity consumption (share of heat gen.) [] | Auxiliary Electricity consumption | share of heat gen. | [] |  | E, F, M | 1 | ctrl | 2025 | 0.029
40 co2. hp, seawater 50-100 MW | Heat pump, sea water, co2, 65 MW - heat pump - electricity - large | Heat pump, sea water, co2, 65 MW | heat pump | electricity | large | Energy/technical data | Auxiliary Electricity consumption (share of heat gen.) [] | Auxiliary Electricity consumption | share of heat gen. | [] |  | E, F, M | 1 | lower | 2025 | 0.029
40 co2. hp, seawater 50-100 MW | Heat pump, sea water, co2, 65 MW - heat pump - electricity - large | Heat pump, sea water, co2, 65 MW | heat pump | electricity | large | Energy/technical data | Auxiliary Electricity consumption (share of heat gen.) [] | Auxiliary Electricity consumption | share of heat gen. | [] |  | E, F, M | 1 | upper | 2025 | 0.029
40 co2. hp, seawater 50-100 MW | Heat pump, sea water, co2, 65 MW - heat pump - electricity - large | Heat pump, sea water, co2, 65 MW | heat pump | electricity | large | Energy/technical data | Auxiliary Electricity consumption (share of heat gen.) [] | Auxiliary Electricity consumption | share of heat gen. | [] |  | E, F, M | 1 | ctrl | 2030 | 0.029
40 co2. hp, seawater 50-100 MW | Heat pump, sea water, co2, 65 MW - heat pump - electricity - large | Heat pump, sea water, co2, 65 MW | heat pump | electricity | large | Energy/technical data | Auxiliary Electricity consumption (share of heat gen.) [] | Auxiliary Electricity consumption | share of heat gen. | [] |  | E, F, M | 1 | ctrl | 2040 | 0.029
40 co2. hp, seawater 50-100 MW | Heat pump, sea water, co2, 65 MW - heat pump - electricity - large | Heat pump, sea water, co2, 65 MW | heat pump | electricity | large | Energy/technical data | Auxiliary Electricity consumption (share of heat gen.) [] | Auxiliary Electricity consumption | share of heat gen. | [] |  | E, F, M | 1 | ctrl | 2050 | 0.029
40 co2. hp, seawater 50-100 MW | Heat pump, sea water, co2, 65 MW - heat pump - electricity - large | Heat pump, sea water, co2, 65 MW | heat pump | electricity | large | Energy/technical data | Auxiliary Electricity consumption (share of heat gen.) [] | Auxiliary Electricity consumption | share of heat gen. | [] |  | E, F, M | 1 | lower | 2050 | 0.029
40 co2. hp, seawater 50-100 MW | Heat pump, sea water, co2, 65 MW - heat pump - electricity - large | Heat pump, sea water, co2, 65 MW | heat pump | electricity | large | Energy/technical data | Auxiliary Electricity consumption (share of heat gen.) [] | Auxiliary Electricity consumption | share of heat gen. | [] |  | E, F, M | 1 | upper | 2050 | 0.029
40 co2. hp, seawater 50-100 MW | Heat pump, sea water, co2, 65 MW - heat pump - electricity - large | Heat pump, sea water, co2, 65 MW | heat pump | electricity | large | Energy/technical data | Construction time [years] | Construction time |  | years |  | H, I, M | 1 | ctrl | 2020 | 2
40 co2. hp, seawater 50-100 MW | Heat pump, sea water, co2, 65 MW - heat pump - electricity - large | Heat pump, sea water, co2, 65 MW | heat pump | electricity | large | Energy/technical data | Construction time [years] | Construction time |  | years |  | H, I, M | 1 | ctrl | 2025 | 2
40 co2. hp, seawater 50-100 MW | Heat pump, sea water, co2, 65 MW - heat pump - electricity - large | Heat pump, sea water, co2, 65 MW | heat pump | electricity | large | Energy/technical data | Construction time [years] | Construction time |  | years |  | H, I, M | 1 | lower | 2025 | 1.5
40 co2. hp, seawater 50-100 MW | Heat pump, sea water, co2, 65 MW - heat pump - electricity - large | Heat pump, sea water, co2, 65 MW | heat pump | electricity | large | Energy/technical data | Construction time [years] | Construction time |  | years |  | H, I, M | 1 | upper | 2025 | 3
40 co2. hp, seawater 50-100 MW | Heat pump, sea water, co2, 65 MW - heat pump - electricity - large | Heat pump, sea water, co2, 65 MW | heat pump | electricity | large | Energy/technical data | Construction time [years] | Construction time |  | years |  | H, I, M | 1 | ctrl | 2030 | 2
40 co2. hp, seawater 50-100 MW | Heat pump, sea water, co2, 65 MW - heat pump - electricity - large | Heat pump, sea water, co2, 65 MW | heat pump | electricity | large | Energy/technical data | Construction time [years] | Construction time |  | years |  | H, I, M | 1 | ctrl | 2040 | 2
40 co2. hp, seawater 50-100 MW | Heat pump, sea water, co2, 65 MW - heat pump - electricity - large | Heat pump, sea water, co2, 65 MW | heat pump | electricity | large | Energy/technical data | Construction time [years] | Construction time |  | years |  | H, I, M | 1 | ctrl | 2050 | 2
40 co2. hp, seawater 50-100 MW | Heat pump, sea water, co2, 65 MW - heat pump - electricity - large | Heat pump, sea water, co2, 65 MW | heat pump | electricity | large | Energy/technical data | Construction time [years] | Construction time |  | years |  | H, I, M | 1 | lower | 2050 | 1
40 co2. hp, seawater 50-100 MW | Heat pump, sea water, co2, 65 MW - heat pump - electricity - large | Heat pump, sea water, co2, 65 MW | heat pump | electricity | large | Energy/technical data | Construction time [years] | Construction time |  | years |  | H, I, M | 1 | upper | 2050 | 3
40 co2. hp, seawater 50-100 MW | Heat pump, sea water, co2, 65 MW - heat pump - electricity - large | Heat pump, sea water, co2, 65 MW | heat pump | electricity | large | Energy/technical data | Forced outage [] | Forced outage |  | [] |  | M | 1 | ctrl | 2020 | 0
40 co2. hp, seawater 50-100 MW | Heat pump, sea water, co2, 65 MW - heat pump - electricity - large | Heat pump, sea water, co2, 65 MW | heat pump | electricity | large | Energy/technical data | Forced outage [] | Forced outage |  | [] |  | M | 1 | ctrl | 2025 | 0
40 co2. hp, seawater 50-100 MW | Heat pump, sea water, co2, 65 MW - heat pump - electricity - large | Heat pump, sea water, co2, 65 MW | heat pump | electricity | large | Energy/technical data | Forced outage [] | Forced outage |  | [] |  | M | 1 | lower | 2025 | 0
40 co2. hp, seawater 50-100 MW | Heat pump, sea water, co2, 65 MW - heat pump - electricity - large | Heat pump, sea water, co2, 65 MW | heat pump | electricity | large | Energy/technical data | Forced outage [] | Forced outage |  | [] |  | M | 1 | upper | 2025 | 0.05
40 co2. hp, seawater 50-100 MW | Heat pump, sea water, co2, 65 MW - heat pump - electricity - large | Heat pump, sea water, co2, 65 MW | heat pump | electricity | large | Energy/technical data | Forced outage [] | Forced outage |  | [] |  | M | 1 | ctrl | 2030 | 0
40 co2. hp, seawater 50-100 MW | Heat pump, sea water, co2, 65 MW - heat pump - electricity - large | Heat pump, sea water, co2, 65 MW | heat pump | electricity | large | Energy/technical data | Forced outage [] | Forced outage |  | [] |  | M | 1 | ctrl | 2040 | 0
40 co2. hp, seawater 50-100 MW | Heat pump, sea water, co2, 65 MW - heat pump - electricity - large | Heat pump, sea water, co2, 65 MW | heat pump | electricity | large | Energy/technical data | Forced outage [] | Forced outage |  | [] |  | M | 1 | ctrl | 2050 | 0
40 co2. hp, seawater 50-100 MW | Heat pump, sea water, co2, 65 MW - heat pump - electricity - large | Heat pump, sea water, co2, 65 MW | heat pump | electricity | large | Energy/technical data | Forced outage [] | Forced outage |  | [] |  | M | 1 | lower | 2050 | 0
40 co2. hp, seawater 50-100 MW | Heat pump, sea water, co2, 65 MW - heat pump - electricity - large | Heat pump, sea water, co2, 65 MW | heat pump | electricity | large | Energy/technical data | Forced outage [] | Forced outage |  | [] |  | M | 1 | upper | 2050 | 0.05
40 co2. hp, seawater 50-100 MW | Heat pump, sea water, co2, 65 MW - heat pump - electricity - large | Heat pump, sea water, co2, 65 MW | heat pump | electricity | large | Energy/technical data | Generating capacity for one unit [MW_h] | Generating capacity for one unit |  | MW_h |  | A,B, M | 1 | ctrl | 2020 | 65
40 co2. hp, seawater 50-100 MW | Heat pump, sea water, co2, 65 MW - heat pump - electricity - large | Heat pump, sea water, co2, 65 MW | heat pump | electricity | large | Energy/technical data | Generating capacity for one unit [MW_h] | Generating capacity for one unit |  | MW_h |  | A,B, M | 1 | ctrl | 2025 | 65
40 co2. hp, seawater 50-100 MW | Heat pump, sea water, co2, 65 MW - heat pump - electricity - large | Heat pump, sea water, co2, 65 MW | heat pump | electricity | large | Energy/technical data | Generating capacity for one unit [MW_h] | Generating capacity for one unit |  | MW_h |  | A,B, M | 1 | lower | 2025 | 30
40 co2. hp, seawater 50-100 MW | Heat pump, sea water, co2, 65 MW - heat pump - electricity - large | Heat pump, sea water, co2, 65 MW | heat pump | electricity | large | Energy/technical data | Generating capacity for one unit [MW_h] | Generating capacity for one unit |  | MW_h |  | A,B, M | 1 | upper | 2025 | 150
40 co2. hp, seawater 50-100 MW | Heat pump, sea water, co2, 65 MW - heat pump - electricity - large | Heat pump, sea water, co2, 65 MW | heat pump | electricity | large | Energy/technical data | Generating capacity for one unit [MW_h] | Generating capacity for one unit |  | MW_h |  | A,B, M | 1 | ctrl | 2030 | 65
40 co2. hp, seawater 50-100 MW | Heat pump, sea water, co2, 65 MW - heat pump - electricity - large | Heat pump, sea water, co2, 65 MW | heat pump | electricity | large | Energy/technical data | Generating capacity for one unit [MW_h] | Generating capacity for one unit |  | MW_h |  | A,B, M | 1 | ctrl | 2040 | 65
40 co2. hp, seawater 50-100 MW | Heat pump, sea water, co2, 65 MW - heat pump - electricity - large | Heat pump, sea water, co2, 65 MW | heat pump | electricity | large | Energy/technical data | Generating capacity for one unit [MW_h] | Generating capacity for one unit |  | MW_h |  | A,B, M | 1 | ctrl | 2050 | 65
40 co2. hp, seawater 50-100 MW | Heat pump, sea water, co2, 65 MW - heat pump - electricity - large | Heat pump, sea water, co2, 65 MW | heat pump | electricity | large | Energy/technical data | Generating capacity for one unit [MW_h] | Generating capacity for one unit |  | MW_h |  | A,B, M | 1 | lower | 2050 | 30
40 co2. hp, seawater 50-100 MW | Heat pump, sea water, co2, 65 MW - heat pump - electricity - large | Heat pump, sea water, co2, 65 MW | heat pump | electricity | large | Energy/technical data | Generating capacity for one unit [MW_h] | Generating capacity for one unit |  | MW_h |  | A,B, M | 1 | upper | 2050 | 300
40 co2. hp, seawater 50-100 MW | Heat pump, sea water, co2, 65 MW - heat pump - electricity - large | Heat pump, sea water, co2, 65 MW | heat pump | electricity | large | Energy/technical data | Planned outage [weeks per year] | Planned outage |  | weeks per year |  | M | 1 | ctrl | 2020 | 2
40 co2. hp, seawater 50-100 MW | Heat pump, sea water, co2, 65 MW - heat pump - electricity - large | Heat pump, sea water, co2, 65 MW | heat pump | electricity | large | Energy/technical data | Planned outage [weeks per year] | Planned outage |  | weeks per year |  | M | 1 | ctrl | 2025 | 2
40 co2. hp, seawater 50-100 MW | Heat pump, sea water, co2, 65 MW - heat pump - electricity - large | Heat pump, sea water, co2, 65 MW | heat pump | electricity | large | Energy/technical data | Planned outage [weeks per year] | Planned outage |  | weeks per year |  | M | 1 | lower | 2025 | 1
40 co2. hp, seawater 50-100 MW | Heat pump, sea water, co2, 65 MW - heat pump - electricity - large | Heat pump, sea water, co2, 65 MW | heat pump | electricity | large | Energy/technical data | Planned outage [weeks per year] | Planned outage |  | weeks per year |  | M | 1 | upper | 2025 | 4
40 co2. hp, seawater 50-100 MW | Heat pump, sea water, co2, 65 MW - heat pump - electricity - large | Heat pump, sea water, co2, 65 MW | heat pump | electricity | large | Energy/technical data | Planned outage [weeks per year] | Planned outage |  | weeks per year |  | M | 1 | ctrl | 2030 | 2
40 co2. hp, seawater 50-100 MW | Heat pump, sea water, co2, 65 MW - heat pump - electricity - large | Heat pump, sea water, co2, 65 MW | heat pump | electricity | large | Energy/technical data | Planned outage [weeks per year] | Planned outage |  | weeks per year |  | M | 1 | ctrl | 2040 | 2
40 co2. hp, seawater 50-100 MW | Heat pump, sea water, co2, 65 MW - heat pump - electricity - large | Heat pump, sea water, co2, 65 MW | heat pump | electricity | large | Energy/technical data | Planned outage [weeks per year] | Planned outage |  | weeks per year |  | M | 1 | ctrl | 2050 | 2
40 co2. hp, seawater 50-100 MW | Heat pump, sea water, co2, 65 MW - heat pump - electricity - large | Heat pump, sea water, co2, 65 MW | heat pump | electricity | large | Energy/technical data | Planned outage [weeks per year] | Planned outage |  | weeks per year |  | M | 1 | lower | 2050 | 1
40 co2. hp, seawater 50-100 MW | Heat pump, sea water, co2, 65 MW - heat pump - electricity - large | Heat pump, sea water, co2, 65 MW | heat pump | electricity | large | Energy/technical data | Planned outage [weeks per year] | Planned outage |  | weeks per year |  | M | 1 | upper | 2050 | 4
40 co2. hp, seawater 50-100 MW | Heat pump, sea water, co2, 65 MW - heat pump - electricity - large | Heat pump, sea water, co2, 65 MW | heat pump | electricity | large | Energy/technical data | Space requirement [1000 m2/MW_h] | Space requirement |  | 1000 m2/MW_h |  | M | 1 | ctrl | 2020 | 0.025385
40 co2. hp, seawater 50-100 MW | Heat pump, sea water, co2, 65 MW - heat pump - electricity - large | Heat pump, sea water, co2, 65 MW | heat pump | electricity | large | Energy/technical data | Space requirement [1000 m2/MW_h] | Space requirement |  | 1000 m2/MW_h |  | M | 1 | ctrl | 2025 | 0.03
40 co2. hp, seawater 50-100 MW | Heat pump, sea water, co2, 65 MW - heat pump - electricity - large | Heat pump, sea water, co2, 65 MW | heat pump | electricity | large | Energy/technical data | Space requirement [1000 m2/MW_h] | Space requirement |  | 1000 m2/MW_h |  | M | 1 | lower | 2025 | 0.02
40 co2. hp, seawater 50-100 MW | Heat pump, sea water, co2, 65 MW - heat pump - electricity - large | Heat pump, sea water, co2, 65 MW | heat pump | electricity | large | Energy/technical data | Space requirement [1000 m2/MW_h] | Space requirement |  | 1000 m2/MW_h |  | M | 1 | upper | 2025 | 0.06
40 co2. hp, seawater 50-100 MW | Heat pump, sea water, co2, 65 MW - heat pump - electricity - large | Heat pump, sea water, co2, 65 MW | heat pump | electricity | large | Energy/technical data | Space requirement [1000 m2/MW_h] | Space requirement |  | 1000 m2/MW_h |  | M | 1 | ctrl | 2030 | 0.03
40 co2. hp, seawater 50-100 MW | Heat pump, sea water, co2, 65 MW - heat pump - electricity - large | Heat pump, sea water, co2, 65 MW | heat pump | electricity | large | Energy/technical data | Space requirement [1000 m2/MW_h] | Space requirement |  | 1000 m2/MW_h |  | M | 1 | ctrl | 2040 | 0.03
40 co2. hp, seawater 50-100 MW | Heat pump, sea water, co2, 65 MW - heat pump - electricity - large | Heat pump, sea water, co2, 65 MW | heat pump | electricity | large | Energy/technical data | Space requirement [1000 m2/MW_h] | Space requirement |  | 1000 m2/MW_h |  | M | 1 | ctrl | 2050 | 0.03
40 co2. hp, seawater 50-100 MW | Heat pump, sea water, co2, 65 MW - heat pump - electricity - large | Heat pump, sea water, co2, 65 MW | heat pump | electricity | large | Energy/technical data | Space requirement [1000 m2/MW_h] | Space requirement |  | 1000 m2/MW_h |  | M | 1 | lower | 2050 | 0.02
40 co2. hp, seawater 50-100 MW | Heat pump, sea water, co2, 65 MW - heat pump - electricity - large | Heat pump, sea water, co2, 65 MW | heat pump | electricity | large | Energy/technical data | Space requirement [1000 m2/MW_h] | Space requirement |  | 1000 m2/MW_h |  | M | 1 | upper | 2050 | 0.06
40 co2. hp, seawater 50-100 MW | Heat pump, sea water, co2, 65 MW - heat pump - electricity - large | Heat pump, sea water, co2, 65 MW | heat pump | electricity | large | Energy/technical data | Technical lifetime [years] | Technical lifetime |  | years |  | G,M | 1 | ctrl | 2020 | 25
40 co2. hp, seawater 50-100 MW | Heat pump, sea water, co2, 65 MW - heat pump - electricity - large | Heat pump, sea water, co2, 65 MW | heat pump | electricity | large | Energy/technical data | Technical lifetime [years] | Technical lifetime |  | years |  | G,M | 1 | ctrl | 2025 | 25
40 co2. hp, seawater 50-100 MW | Heat pump, sea water, co2, 65 MW - heat pump - electricity - large | Heat pump, sea water, co2, 65 MW | heat pump | electricity | large | Energy/technical data | Technical lifetime [years] | Technical lifetime |  | years |  | G,M | 1 | lower | 2025 | 15
40 co2. hp, seawater 50-100 MW | Heat pump, sea water, co2, 65 MW - heat pump - electricity - large | Heat pump, sea water, co2, 65 MW | heat pump | electricity | large | Energy/technical data | Technical lifetime [years] | Technical lifetime |  | years |  | G,M | 1 | upper | 2025 | 40
40 co2. hp, seawater 50-100 MW | Heat pump, sea water, co2, 65 MW - heat pump - electricity - large | Heat pump, sea water, co2, 65 MW | heat pump | electricity | large | Energy/technical data | Technical lifetime [years] | Technical lifetime |  | years |  | G,M | 1 | ctrl | 2030 | 25
40 co2. hp, seawater 50-100 MW | Heat pump, sea water, co2, 65 MW - heat pump - electricity - large | Heat pump, sea water, co2, 65 MW | heat pump | electricity | large | Energy/technical data | Technical lifetime [years] | Technical lifetime |  | years |  | G,M | 1 | ctrl | 2040 | 25
40 co2. hp, seawater 50-100 MW | Heat pump, sea water, co2, 65 MW - heat pump - electricity - large | Heat pump, sea water, co2, 65 MW | heat pump | electricity | large | Energy/technical data | Technical lifetime [years] | Technical lifetime |  | years |  | G,M | 1 | ctrl | 2050 | 25
40 co2. hp, seawater 50-100 MW | Heat pump, sea water, co2, 65 MW - heat pump - electricity - large | Heat pump, sea water, co2, 65 MW | heat pump | electricity | large | Energy/technical data | Technical lifetime [years] | Technical lifetime |  | years |  | G,M | 1 | lower | 2050 | 15
40 co2. hp, seawater 50-100 MW | Heat pump, sea water, co2, 65 MW - heat pump - electricity - large | Heat pump, sea water, co2, 65 MW | heat pump | electricity | large | Energy/technical data | Technical lifetime [years] | Technical lifetime |  | years |  | G,M | 1 | upper | 2050 | 40
40 co2. hp, seawater 50-100 MW | Heat pump, sea water, co2, 65 MW - heat pump - electricity - large | Heat pump, sea water, co2, 65 MW | heat pump | electricity | large | Energy/technical data | Heat efficiency (net, annual average) [] | Heat efficiency | net, annual average | [] |  | C, D, F, M, V | 1 | ctrl | 2020 | 3.01
40 co2. hp, seawater 50-100 MW | Heat pump, sea water, co2, 65 MW - heat pump - electricity - large | Heat pump, sea water, co2, 65 MW | heat pump | electricity | large | Energy/technical data | Heat efficiency (net, annual average) [] | Heat efficiency | net, annual average | [] |  | C, D, F, M, V | 1 | ctrl | 2025 | 3.01
40 co2. hp, seawater 50-100 MW | Heat pump, sea water, co2, 65 MW - heat pump - electricity - large | Heat pump, sea water, co2, 65 MW | heat pump | electricity | large | Energy/technical data | Heat efficiency (net, annual average) [] | Heat efficiency | net, annual average | [] |  | C, D, F, M, V | 1 | lower | 2025 | 2.9
40 co2. hp, seawater 50-100 MW | Heat pump, sea water, co2, 65 MW - heat pump - electricity - large | Heat pump, sea water, co2, 65 MW | heat pump | electricity | large | Energy/technical data | Heat efficiency (net, annual average) [] | Heat efficiency | net, annual average | [] |  | C, D, F, M, V | 1 | upper | 2025 | 3.1
40 co2. hp, seawater 50-100 MW | Heat pump, sea water, co2, 65 MW - heat pump - electricity - large | Heat pump, sea water, co2, 65 MW | heat pump | electricity | large | Energy/technical data | Heat efficiency (net, annual average) [] | Heat efficiency | net, annual average | [] |  | C, D, F, M, V | 1 | ctrl | 2030 | 3.01
40 co2. hp, seawater 50-100 MW | Heat pump, sea water, co2, 65 MW - heat pump - electricity - large | Heat pump, sea water, co2, 65 MW | heat pump | electricity | large | Energy/technical data | Heat efficiency (net, annual average) [] | Heat efficiency | net, annual average | [] |  | C, D, F, M, V | 1 | ctrl | 2040 | 3.11
40 co2. hp, seawater 50-100 MW | Heat pump, sea water, co2, 65 MW - heat pump - electricity - large | Heat pump, sea water, co2, 65 MW | heat pump | electricity | large | Energy/technical data | Heat efficiency (net, annual average) [] | Heat efficiency | net, annual average | [] |  | C, D, F, M, V | 1 | ctrl | 2050 | 3.11
40 co2. hp, seawater 50-100 MW | Heat pump, sea water, co2, 65 MW - heat pump - electricity - large | Heat pump, sea water, co2, 65 MW | heat pump | electricity | large | Energy/technical data | Heat efficiency (net, annual average) [] | Heat efficiency | net, annual average | [] |  | C, D, F, M, V | 1 | lower | 2050 | 3
40 co2. hp, seawater 50-100 MW | Heat pump, sea water, co2, 65 MW - heat pump - electricity - large | Heat pump, sea water, co2, 65 MW | heat pump | electricity | large | Energy/technical data | Heat efficiency (net, annual average) [] | Heat efficiency | net, annual average | [] |  | C, D, F, M, V | 1 | upper | 2050 | 3.2
40 co2. hp, seawater 50-100 MW | Heat pump, sea water, co2, 65 MW - heat pump - electricity - large | Heat pump, sea water, co2, 65 MW | heat pump | electricity | large | Energy/technical data | Heat efficiency (net, name plate) [] | Heat efficiency | net, name plate | [] |  | C, D, F, M | 1 | ctrl | 2020 | 3.2
40 co2. hp, seawater 50-100 MW | Heat pump, sea water, co2, 65 MW - heat pump - electricity - large | Heat pump, sea water, co2, 65 MW | heat pump | electricity | large | Energy/technical data | Heat efficiency (net, name plate) [] | Heat efficiency | net, name plate | [] |  | C, D, F, M | 1 | ctrl | 2025 | 3.2
40 co2. hp, seawater 50-100 MW | Heat pump, sea water, co2, 65 MW - heat pump - electricity - large | Heat pump, sea water, co2, 65 MW | heat pump | electricity | large | Energy/technical data | Heat efficiency (net, name plate) [] | Heat efficiency | net, name plate | [] |  | C, D, F, M | 1 | lower | 2025 | 3.1
40 co2. hp, seawater 50-100 MW | Heat pump, sea water, co2, 65 MW - heat pump - electricity - large | Heat pump, sea water, co2, 65 MW | heat pump | electricity | large | Energy/technical data | Heat efficiency (net, name plate) [] | Heat efficiency | net, name plate | [] |  | C, D, F, M | 1 | upper | 2025 | 3.3
40 co2. hp, seawater 50-100 MW | Heat pump, sea water, co2, 65 MW - heat pump - electricity - large | Heat pump, sea water, co2, 65 MW | heat pump | electricity | large | Energy/technical data | Heat efficiency (net, name plate) [] | Heat efficiency | net, name plate | [] |  | C, D, F, M | 1 | ctrl | 2030 | 3.2
40 co2. hp, seawater 50-100 MW | Heat pump, sea water, co2, 65 MW - heat pump - electricity - large | Heat pump, sea water, co2, 65 MW | heat pump | electricity | large | Energy/technical data | Heat efficiency (net, name plate) [] | Heat efficiency | net, name plate | [] |  | C, D, F, M | 1 | ctrl | 2040 | 3.3
40 co2. hp, seawater 50-100 MW | Heat pump, sea water, co2, 65 MW - heat pump - electricity - large | Heat pump, sea water, co2, 65 MW | heat pump | electricity | large | Energy/technical data | Heat efficiency (net, name plate) [] | Heat efficiency | net, name plate | [] |  | C, D, F, M | 1 | ctrl | 2050 | 3.3
40 co2. hp, seawater 50-100 MW | Heat pump, sea water, co2, 65 MW - heat pump - electricity - large | Heat pump, sea water, co2, 65 MW | heat pump | electricity | large | Energy/technical data | Heat efficiency (net, name plate) [] | Heat efficiency | net, name plate | [] |  | C, D, F, M | 1 | lower | 2050 | 3.2
40 co2. hp, seawater 50-100 MW | Heat pump, sea water, co2, 65 MW - heat pump - electricity - large | Heat pump, sea water, co2, 65 MW | heat pump | electricity | large | Energy/technical data | Heat efficiency (net, name plate) [] | Heat efficiency | net, name plate | [] |  | C, D, F, M | 1 | upper | 2050 | 3.4
40 co2. hp, seawater 50-100 MW | Heat pump, sea water, co2, 65 MW - heat pump - electricity - large | Heat pump, sea water, co2, 65 MW | heat pump | electricity | large | Environment | CH4 [g/GJ_i] | CH4 |  | g/GJ_i |  |  |  | ctrl | 2020
40 co2. hp, seawater 50-100 MW | Heat pump, sea water, co2, 65 MW - heat pump - electricity - large | Heat pump, sea water, co2, 65 MW | heat pump | electricity | large | Environment | CH4 [g/GJ_i] | CH4 |  | g/GJ_i |  |  |  | ctrl | 2025
40 co2. hp, seawater 50-100 MW | Heat pump, sea water, co2, 65 MW - heat pump - electricity - large | Heat pump, sea water, co2, 65 MW | heat pump | electricity | large | Environment | CH4 [g/GJ_i] | CH4 |  | g/GJ_i |  |  |  | lower | 2025
40 co2. hp, seawater 50-100 MW | Heat pump, sea water, co2, 65 MW - heat pump - electricity - large | Heat pump, sea water, co2, 65 MW | heat pump | electricity | large | Environment | CH4 [g/GJ_i] | CH4 |  | g/GJ_i |  |  |  | upper | 2025
40 co2. hp, seawater 50-100 MW | Heat pump, sea water, co2, 65 MW - heat pump - electricity - large | Heat pump, sea water, co2, 65 MW | heat pump | electricity | large | Environment | CH4 [g/GJ_i] | CH4 |  | g/GJ_i |  |  |  | ctrl | 2030
40 co2. hp, seawater 50-100 MW | Heat pump, sea water, co2, 65 MW - heat pump - electricity - large | Heat pump, sea water, co2, 65 MW | heat pump | electricity | large | Environment | CH4 [g/GJ_i] | CH4 |  | g/GJ_i |  |  |  | ctrl | 2040
40 co2. hp, seawater 50-100 MW | Heat pump, sea water, co2, 65 MW - heat pump - electricity - large | Heat pump, sea water, co2, 65 MW | heat pump | electricity | large | Environment | CH4 [g/GJ_i] | CH4 |  | g/GJ_i |  |  |  | ctrl | 2050
40 co2. hp, seawater 50-100 MW | Heat pump, sea water, co2, 65 MW - heat pump - electricity - large | Heat pump, sea water, co2, 65 MW | heat pump | electricity | large | Environment | CH4 [g/GJ_i] | CH4 |  | g/GJ_i |  |  |  | lower | 2050
40 co2. hp, seawater 50-100 MW | Heat pump, sea water, co2, 65 MW - heat pump - electricity - large | Heat pump, sea water, co2, 65 MW | heat pump | electricity | large | Environment | CH4 [g/GJ_i] | CH4 |  | g/GJ_i |  |  |  | upper | 2050
40 co2. hp, seawater 50-100 MW | Heat pump, sea water, co2, 65 MW - heat pump - electricity - large | Heat pump, sea water, co2, 65 MW | heat pump | electricity | large | Environment | N2O [g/GJ_i] | N2O |  | g/GJ_i |  |  |  | ctrl | 2020
40 co2. hp, seawater 50-100 MW | Heat pump, sea water, co2, 65 MW - heat pump - electricity - large | Heat pump, sea water, co2, 65 MW | heat pump | electricity | large | Environment | N2O [g/GJ_i] | N2O |  | g/GJ_i |  |  |  | ctrl | 2025
40 co2. hp, seawater 50-100 MW | Heat pump, sea water, co2, 65 MW - heat pump - electricity - large | Heat pump, sea water, co2, 65 MW | heat pump | electricity | large | Environment | N2O [g/GJ_i] | N2O |  | g/GJ_i |  |  |  | lower | 2025
40 co2. hp, seawater 50-100 MW | Heat pump, sea water, co2, 65 MW - heat pump - electricity - large | Heat pump, sea water, co2, 65 MW | heat pump | electricity | large | Environment | N2O [g/GJ_i] | N2O |  | g/GJ_i |  |  |  | upper | 2025
40 co2. hp, seawater 50-100 MW | Heat pump, sea water, co2, 65 MW - heat pump - electricity - large | Heat pump, sea water, co2, 65 MW | heat pump | electricity | large | Environment | N2O [g/GJ_i] | N2O |  | g/GJ_i |  |  |  | ctrl | 2030
40 co2. hp, seawater 50-100 MW | Heat pump, sea water, co2, 65 MW - heat pump - electricity - large | Heat pump, sea water, co2, 65 MW | heat pump | electricity | large | Environment | N2O [g/GJ_i] | N2O |  | g/GJ_i |  |  |  | ctrl | 2040
40 co2. hp, seawater 50-100 MW | Heat pump, sea water, co2, 65 MW - heat pump - electricity - large | Heat pump, sea water, co2, 65 MW | heat pump | electricity | large | Environment | N2O [g/GJ_i] | N2O |  | g/GJ_i |  |  |  | ctrl | 2050
40 co2. hp, seawater 50-100 MW | Heat pump, sea water, co2, 65 MW - heat pump - electricity - large | Heat pump, sea water, co2, 65 MW | heat pump | electricity | large | Environment | N2O [g/GJ_i] | N2O |  | g/GJ_i |  |  |  | lower | 2050
40 co2. hp, seawater 50-100 MW | Heat pump, sea water, co2, 65 MW - heat pump - electricity - large | Heat pump, sea water, co2, 65 MW | heat pump | electricity | large | Environment | N2O [g/GJ_i] | N2O |  | g/GJ_i |  |  |  | upper | 2050
40 co2. hp, seawater 50-100 MW | Heat pump, sea water, co2, 65 MW - heat pump - electricity - large | Heat pump, sea water, co2, 65 MW | heat pump | electricity | large | Environment | NOX [g/GJ_i] | NOX |  | g/GJ_i |  |  |  | ctrl | 2020
40 co2. hp, seawater 50-100 MW | Heat pump, sea water, co2, 65 MW - heat pump - electricity - large | Heat pump, sea water, co2, 65 MW | heat pump | electricity | large | Environment | NOX [g/GJ_i] | NOX |  | g/GJ_i |  |  |  | ctrl | 2025
40 co2. hp, seawater 50-100 MW | Heat pump, sea water, co2, 65 MW - heat pump - electricity - large | Heat pump, sea water, co2, 65 MW | heat pump | electricity | large | Environment | NOX [g/GJ_i] | NOX |  | g/GJ_i |  |  |  | lower | 2025
40 co2. hp, seawater 50-100 MW | Heat pump, sea water, co2, 65 MW - heat pump - electricity - large | Heat pump, sea water, co2, 65 MW | heat pump | electricity | large | Environment | NOX [g/GJ_i] | NOX |  | g/GJ_i |  |  |  | upper | 2025
40 co2. hp, seawater 50-100 MW | Heat pump, sea water, co2, 65 MW - heat pump - electricity - large | Heat pump, sea water, co2, 65 MW | heat pump | electricity | large | Environment | NOX [g/GJ_i] | NOX |  | g/GJ_i |  |  |  | ctrl | 2030
40 co2. hp, seawater 50-100 MW | Heat pump, sea water, co2, 65 MW - heat pump - electricity - large | Heat pump, sea water, co2, 65 MW | heat pump | electricity | large | Environment | NOX [g/GJ_i] | NOX |  | g/GJ_i |  |  |  | ctrl | 2040
40 co2. hp, seawater 50-100 MW | Heat pump, sea water, co2, 65 MW - heat pump - electricity - large | Heat pump, sea water, co2, 65 MW | heat pump | electricity | large | Environment | NOX [g/GJ_i] | NOX |  | g/GJ_i |  |  |  | ctrl | 2050
40 co2. hp, seawater 50-100 MW | Heat pump, sea water, co2, 65 MW - heat pump - electricity - large | Heat pump, sea water, co2, 65 MW | heat pump | electricity | large | Environment | NOX [g/GJ_i] | NOX |  | g/GJ_i |  |  |  | lower | 2050
40 co2. hp, seawater 50-100 MW | Heat pump, sea water, co2, 65 MW - heat pump - electricity - large | Heat pump, sea water, co2, 65 MW | heat pump | electricity | large | Environment | NOX [g/GJ_i] | NOX |  | g/GJ_i |  |  |  | upper | 2050
40 co2. hp, seawater 50-100 MW | Heat pump, sea water, co2, 65 MW - heat pump - electricity - large | Heat pump, sea water, co2, 65 MW | heat pump | electricity | large | Environment | Particles [g/GJ_i] | Particles |  | g/GJ_i |  |  |  | ctrl | 2020
40 co2. hp, seawater 50-100 MW | Heat pump, sea water, co2, 65 MW - heat pump - electricity - large | Heat pump, sea water, co2, 65 MW | heat pump | electricity | large | Environment | Particles [g/GJ_i] | Particles |  | g/GJ_i |  |  |  | ctrl | 2025
40 co2. hp, seawater 50-100 MW | Heat pump, sea water, co2, 65 MW - heat pump - electricity - large | Heat pump, sea water, co2, 65 MW | heat pump | electricity | large | Environment | Particles [g/GJ_i] | Particles |  | g/GJ_i |  |  |  | lower | 2025
40 co2. hp, seawater 50-100 MW | Heat pump, sea water, co2, 65 MW - heat pump - electricity - large | Heat pump, sea water, co2, 65 MW | heat pump | electricity | large | Environment | Particles [g/GJ_i] | Particles |  | g/GJ_i |  |  |  | upper | 2025
40 co2. hp, seawater 50-100 MW | Heat pump, sea water, co2, 65 MW - heat pump - electricity - large | Heat pump, sea water, co2, 65 MW | heat pump | electricity | large | Environment | Particles [g/GJ_i] | Particles |  | g/GJ_i |  |  |  | ctrl | 2030
40 co2. hp, seawater 50-100 MW | Heat pump, sea water, co2, 65 MW - heat pump - electricity - large | Heat pump, sea water, co2, 65 MW | heat pump | electricity | large | Environment | Particles [g/GJ_i] | Particles |  | g/GJ_i |  |  |  | ctrl | 2040
40 co2. hp, seawater 50-100 MW | Heat pump, sea water, co2, 65 MW - heat pump - electricity - large | Heat pump, sea water, co2, 65 MW | heat pump | electricity | large | Environment | Particles [g/GJ_i] | Particles |  | g/GJ_i |  |  |  | ctrl | 2050
40 co2. hp, seawater 50-100 MW | Heat pump, sea water, co2, 65 MW - heat pump - electricity - large | Heat pump, sea water, co2, 65 MW | heat pump | electricity | large | Environment | Particles [g/GJ_i] | Particles |  | g/GJ_i |  |  |  | lower | 2050
40 co2. hp, seawater 50-100 MW | Heat pump, sea water, co2, 65 MW - heat pump - electricity - large | Heat pump, sea water, co2, 65 MW | heat pump | electricity | large | Environment | Particles [g/GJ_i] | Particles |  | g/GJ_i |  |  |  | upper | 2050
40 co2. hp, seawater 50-100 MW | Heat pump, sea water, co2, 65 MW - heat pump - electricity - large | Heat pump, sea water, co2, 65 MW | heat pump | electricity | large | Environment | SO2 (degree of desulphuring) [] | SO2 | degree of desulphuring | [] |  |  |  | ctrl | 2020
40 co2. hp, seawater 50-100 MW | Heat pump, sea water, co2, 65 MW - heat pump - electricity - large | Heat pump, sea water, co2, 65 MW | heat pump | electricity | large | Environment | SO2 (degree of desulphuring) [] | SO2 | degree of desulphuring | [] |  |  |  | ctrl | 2025
40 co2. hp, seawater 50-100 MW | Heat pump, sea water, co2, 65 MW - heat pump - electricity - large | Heat pump, sea water, co2, 65 MW | heat pump | electricity | large | Environment | SO2 (degree of desulphuring) [] | SO2 | degree of desulphuring | [] |  |  |  | lower | 2025
40 co2. hp, seawater 50-100 MW | Heat pump, sea water, co2, 65 MW - heat pump - electricity - large | Heat pump, sea water, co2, 65 MW | heat pump | electricity | large | Environment | SO2 (degree of desulphuring) [] | SO2 | degree of desulphuring | [] |  |  |  | upper | 2025
40 co2. hp, seawater 50-100 MW | Heat pump, sea water, co2, 65 MW - heat pump - electricity - large | Heat pump, sea water, co2, 65 MW | heat pump | electricity | large | Environment | SO2 (degree of desulphuring) [] | SO2 | degree of desulphuring | [] |  |  |  | ctrl | 2030
40 co2. hp, seawater 50-100 MW | Heat pump, sea water, co2, 65 MW - heat pump - electricity - large | Heat pump, sea water, co2, 65 MW | heat pump | electricity | large | Environment | SO2 (degree of desulphuring) [] | SO2 | degree of desulphuring | [] |  |  |  | ctrl | 2040
40 co2. hp, seawater 50-100 MW | Heat pump, sea water, co2, 65 MW - heat pump - electricity - large | Heat pump, sea water, co2, 65 MW | heat pump | electricity | large | Environment | SO2 (degree of desulphuring) [] | SO2 | degree of desulphuring | [] |  |  |  | ctrl | 2050
40 co2. hp, seawater 50-100 MW | Heat pump, sea water, co2, 65 MW - heat pump - electricity - large | Heat pump, sea water, co2, 65 MW | heat pump | electricity | large | Environment | SO2 (degree of desulphuring) [] | SO2 | degree of desulphuring | [] |  |  |  | lower | 2050
40 co2. hp, seawater 50-100 MW | Heat pump, sea water, co2, 65 MW - heat pump - electricity - large | Heat pump, sea water, co2, 65 MW | heat pump | electricity | large | Environment | SO2 (degree of desulphuring) [] | SO2 | degree of desulphuring | [] |  |  |  | upper | 2050
40 co2. hp, seawater 50-100 MW | Heat pump, sea water, co2, 65 MW - heat pump - electricity - large | Heat pump, sea water, co2, 65 MW | heat pump | electricity | large | Financial data | Fixed O&M (*total) [2020-EUR/MW_h/y] | Fixed O&M | *total | EUR/MW_h/y | 2020 | M, R | 1 | ctrl | 2020 | 2047.3532
40 co2. hp, seawater 50-100 MW | Heat pump, sea water, co2, 65 MW - heat pump - electricity - large | Heat pump, sea water, co2, 65 MW | heat pump | electricity | large | Financial data | Fixed O&M (*total) [2020-EUR/MW_h/y] | Fixed O&M | *total | EUR/MW_h/y | 2020 | M, R | 1 | ctrl | 2025 | 2047.3532
40 co2. hp, seawater 50-100 MW | Heat pump, sea water, co2, 65 MW - heat pump - electricity - large | Heat pump, sea water, co2, 65 MW | heat pump | electricity | large | Financial data | Fixed O&M (*total) [2020-EUR/MW_h/y] | Fixed O&M | *total | EUR/MW_h/y | 2020 | M, R | 1 | lower | 2025 | 1485.15
40 co2. hp, seawater 50-100 MW | Heat pump, sea water, co2, 65 MW - heat pump - electricity - large | Heat pump, sea water, co2, 65 MW | heat pump | electricity | large | Financial data | Fixed O&M (*total) [2020-EUR/MW_h/y] | Fixed O&M | *total | EUR/MW_h/y | 2020 | M, R | 1 | upper | 2025 | 2970.3
40 co2. hp, seawater 50-100 MW | Heat pump, sea water, co2, 65 MW - heat pump - electricity - large | Heat pump, sea water, co2, 65 MW | heat pump | electricity | large | Financial data | Fixed O&M (*total) [2020-EUR/MW_h/y] | Fixed O&M | *total | EUR/MW_h/y | 2020 | M, R | 1 | ctrl | 2030 | 2047.3532
40 co2. hp, seawater 50-100 MW | Heat pump, sea water, co2, 65 MW - heat pump - electricity - large | Heat pump, sea water, co2, 65 MW | heat pump | electricity | large | Financial data | Fixed O&M (*total) [2020-EUR/MW_h/y] | Fixed O&M | *total | EUR/MW_h/y | 2020 | M, R | 1 | ctrl | 2040 | 2047.3532
40 co2. hp, seawater 50-100 MW | Heat pump, sea water, co2, 65 MW - heat pump - electricity - large | Heat pump, sea water, co2, 65 MW | heat pump | electricity | large | Financial data | Fixed O&M (*total) [2020-EUR/MW_h/y] | Fixed O&M | *total | EUR/MW_h/y | 2020 | M, R | 1 | ctrl | 2050 | 2047.3532
40 co2. hp, seawater 50-100 MW | Heat pump, sea water, co2, 65 MW - heat pump - electricity - large | Heat pump, sea water, co2, 65 MW | heat pump | electricity | large | Financial data | Fixed O&M (*total) [2020-EUR/MW_h/y] | Fixed O&M | *total | EUR/MW_h/y | 2020 | M, R | 1 | lower | 2050 | 1485.15
40 co2. hp, seawater 50-100 MW | Heat pump, sea water, co2, 65 MW - heat pump - electricity - large | Heat pump, sea water, co2, 65 MW | heat pump | electricity | large | Financial data | Fixed O&M (*total) [2020-EUR/MW_h/y] | Fixed O&M | *total | EUR/MW_h/y | 2020 | M, R | 1 | upper | 2050 | 2970.3
40 co2. hp, seawater 50-100 MW | Heat pump, sea water, co2, 65 MW - heat pump - electricity - large | Heat pump, sea water, co2, 65 MW | heat pump | electricity | large | Financial data | Nominal investment (*total) [2020-MEUR/MW_h] | Nominal investment | *total | MEUR/MW_h | 2020 | A, M, R | 1 | ctrl | 2020 | 0.93564
40 co2. hp, seawater 50-100 MW | Heat pump, sea water, co2, 65 MW - heat pump - electricity - large | Heat pump, sea water, co2, 65 MW | heat pump | electricity | large | Financial data | Nominal investment (*total) [2020-MEUR/MW_h] | Nominal investment | *total | MEUR/MW_h | 2020 | A, M, R | 1 | ctrl | 2025 | 0.93564
40 co2. hp, seawater 50-100 MW | Heat pump, sea water, co2, 65 MW - heat pump - electricity - large | Heat pump, sea water, co2, 65 MW | heat pump | electricity | large | Financial data | Nominal investment (*total) [2020-MEUR/MW_h] | Nominal investment | *total | MEUR/MW_h | 2020 | A, M, R | 1 | lower | 2025 | 0.79208
40 co2. hp, seawater 50-100 MW | Heat pump, sea water, co2, 65 MW - heat pump - electricity - large | Heat pump, sea water, co2, 65 MW | heat pump | electricity | large | Financial data | Nominal investment (*total) [2020-MEUR/MW_h] | Nominal investment | *total | MEUR/MW_h | 2020 | A, M, R | 1 | upper | 2025 | 1.4035
40 co2. hp, seawater 50-100 MW | Heat pump, sea water, co2, 65 MW - heat pump - electricity - large | Heat pump, sea water, co2, 65 MW | heat pump | electricity | large | Financial data | Nominal investment (*total) [2020-MEUR/MW_h] | Nominal investment | *total | MEUR/MW_h | 2020 | A, M, R | 1 | ctrl | 2030 | 0.88886
40 co2. hp, seawater 50-100 MW | Heat pump, sea water, co2, 65 MW - heat pump - electricity - large | Heat pump, sea water, co2, 65 MW | heat pump | electricity | large | Financial data | Nominal investment (*total) [2020-MEUR/MW_h] | Nominal investment | *total | MEUR/MW_h | 2020 | A, M, R | 1 | ctrl | 2040 | 0.84208
40 co2. hp, seawater 50-100 MW | Heat pump, sea water, co2, 65 MW - heat pump - electricity - large | Heat pump, sea water, co2, 65 MW | heat pump | electricity | large | Financial data | Nominal investment (*total) [2020-MEUR/MW_h] | Nominal investment | *total | MEUR/MW_h | 2020 | A, M, R | 1 | ctrl | 2050 | 0.79529
40 co2. hp, seawater 50-100 MW | Heat pump, sea water, co2, 65 MW - heat pump - electricity - large | Heat pump, sea water, co2, 65 MW | heat pump | electricity | large | Financial data | Nominal investment (*total) [2020-MEUR/MW_h] | Nominal investment | *total | MEUR/MW_h | 2020 | A, M, R | 1 | lower | 2050 | 0.65495
40 co2. hp, seawater 50-100 MW | Heat pump, sea water, co2, 65 MW - heat pump - electricity - large | Heat pump, sea water, co2, 65 MW | heat pump | electricity | large | Financial data | Nominal investment (*total) [2020-MEUR/MW_h] | Nominal investment | *total | MEUR/MW_h | 2020 | A, M, R | 1 | upper | 2050 | 1.4035
40 co2. hp, seawater 50-100 MW | Heat pump, sea water, co2, 65 MW - heat pump - electricity - large | Heat pump, sea water, co2, 65 MW | heat pump | electricity | large | Financial data | Nominal investment (seawater system) [2020-MEUR/MW_h] | Nominal investment | seawater system | MEUR/MW_h | 2020 | M, R | 1 | ctrl | 2020 | 0.20269
40 co2. hp, seawater 50-100 MW | Heat pump, sea water, co2, 65 MW - heat pump - electricity - large | Heat pump, sea water, co2, 65 MW | heat pump | electricity | large | Financial data | Nominal investment (seawater system) [2020-MEUR/MW_h] | Nominal investment | seawater system | MEUR/MW_h | 2020 | M, R | 1 | ctrl | 2025 | 0.20269
40 co2. hp, seawater 50-100 MW | Heat pump, sea water, co2, 65 MW - heat pump - electricity - large | Heat pump, sea water, co2, 65 MW | heat pump | electricity | large | Financial data | Nominal investment (seawater system) [2020-MEUR/MW_h] | Nominal investment | seawater system | MEUR/MW_h | 2020 | M, R | 1 | lower | 2025 | 0.14852
40 co2. hp, seawater 50-100 MW | Heat pump, sea water, co2, 65 MW - heat pump - electricity - large | Heat pump, sea water, co2, 65 MW | heat pump | electricity | large | Financial data | Nominal investment (seawater system) [2020-MEUR/MW_h] | Nominal investment | seawater system | MEUR/MW_h | 2020 | M, R | 1 | upper | 2025 | 0.30403
40 co2. hp, seawater 50-100 MW | Heat pump, sea water, co2, 65 MW - heat pump - electricity - large | Heat pump, sea water, co2, 65 MW | heat pump | electricity | large | Financial data | Nominal investment (seawater system) [2020-MEUR/MW_h] | Nominal investment | seawater system | MEUR/MW_h | 2020 | M, R | 1 | ctrl | 2030 | 0.19255
40 co2. hp, seawater 50-100 MW | Heat pump, sea water, co2, 65 MW - heat pump - electricity - large | Heat pump, sea water, co2, 65 MW | heat pump | electricity | large | Financial data | Nominal investment (seawater system) [2020-MEUR/MW_h] | Nominal investment | seawater system | MEUR/MW_h | 2020 | M, R | 1 | ctrl | 2040 | 0.18242
40 co2. hp, seawater 50-100 MW | Heat pump, sea water, co2, 65 MW - heat pump - electricity - large | Heat pump, sea water, co2, 65 MW | heat pump | electricity | large | Financial data | Nominal investment (seawater system) [2020-MEUR/MW_h] | Nominal investment | seawater system | MEUR/MW_h | 2020 | M, R | 1 | ctrl | 2050 | 0.17228
40 co2. hp, seawater 50-100 MW | Heat pump, sea water, co2, 65 MW - heat pump - electricity - large | Heat pump, sea water, co2, 65 MW | heat pump | electricity | large | Financial data | Nominal investment (seawater system) [2020-MEUR/MW_h] | Nominal investment | seawater system | MEUR/MW_h | 2020 | M, R | 1 | lower | 2050 | 0.14188
40 co2. hp, seawater 50-100 MW | Heat pump, sea water, co2, 65 MW - heat pump - electricity - large | Heat pump, sea water, co2, 65 MW | heat pump | electricity | large | Financial data | Nominal investment (seawater system) [2020-MEUR/MW_h] | Nominal investment | seawater system | MEUR/MW_h | 2020 | M, R | 1 | upper | 2050 | 0.30403
40 co2. hp, seawater 50-100 MW | Heat pump, sea water, co2, 65 MW - heat pump - electricity - large | Heat pump, sea water, co2, 65 MW | heat pump | electricity | large | Financial data | Nominal investment (equipment) [2020-MEUR/MW_h] | Nominal investment | equipment | MEUR/MW_h | 2020 | M, R | 1 | ctrl | 2020 | 0.57326
40 co2. hp, seawater 50-100 MW | Heat pump, sea water, co2, 65 MW - heat pump - electricity - large | Heat pump, sea water, co2, 65 MW | heat pump | electricity | large | Financial data | Nominal investment (equipment) [2020-MEUR/MW_h] | Nominal investment | equipment | MEUR/MW_h | 2020 | M, R | 1 | ctrl | 2025 | 0.57326
40 co2. hp, seawater 50-100 MW | Heat pump, sea water, co2, 65 MW - heat pump - electricity - large | Heat pump, sea water, co2, 65 MW | heat pump | electricity | large | Financial data | Nominal investment (equipment) [2020-MEUR/MW_h] | Nominal investment | equipment | MEUR/MW_h | 2020 | M, R | 1 | lower | 2025 | 0.44555
40 co2. hp, seawater 50-100 MW | Heat pump, sea water, co2, 65 MW - heat pump - electricity - large | Heat pump, sea water, co2, 65 MW | heat pump | electricity | large | Financial data | Nominal investment (equipment) [2020-MEUR/MW_h] | Nominal investment | equipment | MEUR/MW_h | 2020 | M, R | 1 | upper | 2025 | 0.85989
40 co2. hp, seawater 50-100 MW | Heat pump, sea water, co2, 65 MW - heat pump - electricity - large | Heat pump, sea water, co2, 65 MW | heat pump | electricity | large | Financial data | Nominal investment (equipment) [2020-MEUR/MW_h] | Nominal investment | equipment | MEUR/MW_h | 2020 | M, R | 1 | ctrl | 2030 | 0.5446
40 co2. hp, seawater 50-100 MW | Heat pump, sea water, co2, 65 MW - heat pump - electricity - large | Heat pump, sea water, co2, 65 MW | heat pump | electricity | large | Financial data | Nominal investment (equipment) [2020-MEUR/MW_h] | Nominal investment | equipment | MEUR/MW_h | 2020 | M, R | 1 | ctrl | 2040 | 0.51593
40 co2. hp, seawater 50-100 MW | Heat pump, sea water, co2, 65 MW - heat pump - electricity - large | Heat pump, sea water, co2, 65 MW | heat pump | electricity | large | Financial data | Nominal investment (equipment) [2020-MEUR/MW_h] | Nominal investment | equipment | MEUR/MW_h | 2020 | M, R | 1 | ctrl | 2050 | 0.48727
40 co2. hp, seawater 50-100 MW | Heat pump, sea water, co2, 65 MW - heat pump - electricity - large | Heat pump, sea water, co2, 65 MW | heat pump | electricity | large | Financial data | Nominal investment (equipment) [2020-MEUR/MW_h] | Nominal investment | equipment | MEUR/MW_h | 2020 | M, R | 1 | lower | 2050 | 0.40128
40 co2. hp, seawater 50-100 MW | Heat pump, sea water, co2, 65 MW - heat pump - electricity - large | Heat pump, sea water, co2, 65 MW | heat pump | electricity | large | Financial data | Nominal investment (equipment) [2020-MEUR/MW_h] | Nominal investment | equipment | MEUR/MW_h | 2020 | M, R | 1 | upper | 2050 | 0.85989
40 co2. hp, seawater 50-100 MW | Heat pump, sea water, co2, 65 MW - heat pump - electricity - large | Heat pump, sea water, co2, 65 MW | heat pump | electricity | large | Financial data | Nominal investment (installation) [2020-MEUR/MW_h] | Nominal investment | installation | MEUR/MW_h | 2020 | M, R | 1 | ctrl | 2020 | 0
40 co2. hp, seawater 50-100 MW | Heat pump, sea water, co2, 65 MW - heat pump - electricity - large | Heat pump, sea water, co2, 65 MW | heat pump | electricity | large | Financial data | Nominal investment (installation) [2020-MEUR/MW_h] | Nominal investment | installation | MEUR/MW_h | 2020 | M, R | 1 | ctrl | 2025 | 0
40 co2. hp, seawater 50-100 MW | Heat pump, sea water, co2, 65 MW - heat pump - electricity - large | Heat pump, sea water, co2, 65 MW | heat pump | electricity | large | Financial data | Nominal investment (installation) [2020-MEUR/MW_h] | Nominal investment | installation | MEUR/MW_h | 2020 | M, R | 1 | lower | 2025 | 0
40 co2. hp, seawater 50-100 MW | Heat pump, sea water, co2, 65 MW - heat pump - electricity - large | Heat pump, sea water, co2, 65 MW | heat pump | electricity | large | Financial data | Nominal investment (installation) [2020-MEUR/MW_h] | Nominal investment | installation | MEUR/MW_h | 2020 | M, R | 1 | upper | 2025 | 0
40 co2. hp, seawater 50-100 MW | Heat pump, sea water, co2, 65 MW - heat pump - electricity - large | Heat pump, sea water, co2, 65 MW | heat pump | electricity | large | Financial data | Nominal investment (installation) [2020-MEUR/MW_h] | Nominal investment | installation | MEUR/MW_h | 2020 | M, R | 1 | ctrl | 2030 | 0
40 co2. hp, seawater 50-100 MW | Heat pump, sea water, co2, 65 MW - heat pump - electricity - large | Heat pump, sea water, co2, 65 MW | heat pump | electricity | large | Financial data | Nominal investment (installation) [2020-MEUR/MW_h] | Nominal investment | installation | MEUR/MW_h | 2020 | M, R | 1 | ctrl | 2040 | 0
40 co2. hp, seawater 50-100 MW | Heat pump, sea water, co2, 65 MW - heat pump - electricity - large | Heat pump, sea water, co2, 65 MW | heat pump | electricity | large | Financial data | Nominal investment (installation) [2020-MEUR/MW_h] | Nominal investment | installation | MEUR/MW_h | 2020 | M, R | 1 | ctrl | 2050 | 0
40 co2. hp, seawater 50-100 MW | Heat pump, sea water, co2, 65 MW - heat pump - electricity - large | Heat pump, sea water, co2, 65 MW | heat pump | electricity | large | Financial data | Nominal investment (installation) [2020-MEUR/MW_h] | Nominal investment | installation | MEUR/MW_h | 2020 | M, R | 1 | lower | 2050 | 0
40 co2. hp, seawater 50-100 MW | Heat pump, sea water, co2, 65 MW - heat pump - electricity - large | Heat pump, sea water, co2, 65 MW | heat pump | electricity | large | Financial data | Nominal investment (installation) [2020-MEUR/MW_h] | Nominal investment | installation | MEUR/MW_h | 2020 | M, R | 1 | upper | 2050 | 0
40 co2. hp, seawater 50-100 MW | Heat pump, sea water, co2, 65 MW - heat pump - electricity - large | Heat pump, sea water, co2, 65 MW | heat pump | electricity | large | Financial data | Nominal investment (other) [2020-MEUR/MW_h] | Nominal investment | other | MEUR/MW_h | 2020 | M, R | 1 | ctrl | 2020 | 0.15969
40 co2. hp, seawater 50-100 MW | Heat pump, sea water, co2, 65 MW - heat pump - electricity - large | Heat pump, sea water, co2, 65 MW | heat pump | electricity | large | Financial data | Nominal investment (other) [2020-MEUR/MW_h] | Nominal investment | other | MEUR/MW_h | 2020 | M, R | 1 | ctrl | 2025 | 0.15969
40 co2. hp, seawater 50-100 MW | Heat pump, sea water, co2, 65 MW - heat pump - electricity - large | Heat pump, sea water, co2, 65 MW | heat pump | electricity | large | Financial data | Nominal investment (other) [2020-MEUR/MW_h] | Nominal investment | other | MEUR/MW_h | 2020 | M, R | 1 | lower | 2025 | 0.12871
40 co2. hp, seawater 50-100 MW | Heat pump, sea water, co2, 65 MW - heat pump - electricity - large | Heat pump, sea water, co2, 65 MW | heat pump | electricity | large | Financial data | Nominal investment (other) [2020-MEUR/MW_h] | Nominal investment | other | MEUR/MW_h | 2020 | M, R | 1 | upper | 2025 | 0.23954
40 co2. hp, seawater 50-100 MW | Heat pump, sea water, co2, 65 MW - heat pump - electricity - large | Heat pump, sea water, co2, 65 MW | heat pump | electricity | large | Financial data | Nominal investment (other) [2020-MEUR/MW_h] | Nominal investment | other | MEUR/MW_h | 2020 | M, R | 1 | ctrl | 2030 | 0.15171
40 co2. hp, seawater 50-100 MW | Heat pump, sea water, co2, 65 MW - heat pump - electricity - large | Heat pump, sea water, co2, 65 MW | heat pump | electricity | large | Financial data | Nominal investment (other) [2020-MEUR/MW_h] | Nominal investment | other | MEUR/MW_h | 2020 | M, R | 1 | ctrl | 2040 | 0.14372
40 co2. hp, seawater 50-100 MW | Heat pump, sea water, co2, 65 MW - heat pump - electricity - large | Heat pump, sea water, co2, 65 MW | heat pump | electricity | large | Financial data | Nominal investment (other) [2020-MEUR/MW_h] | Nominal investment | other | MEUR/MW_h | 2020 | M, R | 1 | ctrl | 2050 | 0.13574
40 co2. hp, seawater 50-100 MW | Heat pump, sea water, co2, 65 MW - heat pump - electricity - large | Heat pump, sea water, co2, 65 MW | heat pump | electricity | large | Financial data | Nominal investment (other) [2020-MEUR/MW_h] | Nominal investment | other | MEUR/MW_h | 2020 | M, R | 1 | lower | 2050 | 0.11179
40 co2. hp, seawater 50-100 MW | Heat pump, sea water, co2, 65 MW - heat pump - electricity - large | Heat pump, sea water, co2, 65 MW | heat pump | electricity | large | Financial data | Nominal investment (other) [2020-MEUR/MW_h] | Nominal investment | other | MEUR/MW_h | 2020 | M, R | 1 | upper | 2050 | 0.23954
40 co2. hp, seawater 50-100 MW | Heat pump, sea water, co2, 65 MW - heat pump - electricity - large | Heat pump, sea water, co2, 65 MW | heat pump | electricity | large | Financial data | Startup cost [2020-EUR/MW_h/startup] | Startup cost |  | EUR/MW_h/startup | 2020 | M, Q | 1 | ctrl | 2020 | 4.9505
40 co2. hp, seawater 50-100 MW | Heat pump, sea water, co2, 65 MW - heat pump - electricity - large | Heat pump, sea water, co2, 65 MW | heat pump | electricity | large | Financial data | Startup cost [2020-EUR/MW_h/startup] | Startup cost |  | EUR/MW_h/startup | 2020 | M, Q | 1 | ctrl | 2025 | 4.9505
40 co2. hp, seawater 50-100 MW | Heat pump, sea water, co2, 65 MW - heat pump - electricity - large | Heat pump, sea water, co2, 65 MW | heat pump | electricity | large | Financial data | Startup cost [2020-EUR/MW_h/startup] | Startup cost |  | EUR/MW_h/startup | 2020 | M, Q | 1 | lower | 2025 | 2.9703
40 co2. hp, seawater 50-100 MW | Heat pump, sea water, co2, 65 MW - heat pump - electricity - large | Heat pump, sea water, co2, 65 MW | heat pump | electricity | large | Financial data | Startup cost [2020-EUR/MW_h/startup] | Startup cost |  | EUR/MW_h/startup | 2020 | M, Q | 1 | upper | 2025 | 14.8515
40 co2. hp, seawater 50-100 MW | Heat pump, sea water, co2, 65 MW - heat pump - electricity - large | Heat pump, sea water, co2, 65 MW | heat pump | electricity | large | Financial data | Startup cost [2020-EUR/MW_h/startup] | Startup cost |  | EUR/MW_h/startup | 2020 | M, Q | 1 | ctrl | 2030 | 4.9505
40 co2. hp, seawater 50-100 MW | Heat pump, sea water, co2, 65 MW - heat pump - electricity - large | Heat pump, sea water, co2, 65 MW | heat pump | electricity | large | Financial data | Startup cost [2020-EUR/MW_h/startup] | Startup cost |  | EUR/MW_h/startup | 2020 | M, Q | 1 | ctrl | 2040 | 4.9505
40 co2. hp, seawater 50-100 MW | Heat pump, sea water, co2, 65 MW - heat pump - electricity - large | Heat pump, sea water, co2, 65 MW | heat pump | electricity | large | Financial data | Startup cost [2020-EUR/MW_h/startup] | Startup cost |  | EUR/MW_h/startup | 2020 | M, Q | 1 | ctrl | 2050 | 4.9505
40 co2. hp, seawater 50-100 MW | Heat pump, sea water, co2, 65 MW - heat pump - electricity - large | Heat pump, sea water, co2, 65 MW | heat pump | electricity | large | Financial data | Startup cost [2020-EUR/MW_h/startup] | Startup cost |  | EUR/MW_h/startup | 2020 | M, Q | 1 | lower | 2050 | 2.9703
40 co2. hp, seawater 50-100 MW | Heat pump, sea water, co2, 65 MW - heat pump - electricity - large | Heat pump, sea water, co2, 65 MW | heat pump | electricity | large | Financial data | Startup cost [2020-EUR/MW_h/startup] | Startup cost |  | EUR/MW_h/startup | 2020 | M, Q | 1 | upper | 2050 | 14.8515
40 co2. hp, seawater 50-100 MW | Heat pump, sea water, co2, 65 MW - heat pump - electricity - large | Heat pump, sea water, co2, 65 MW | heat pump | electricity | large | Financial data | Variable O&M (*total) [2020-EUR/MWh_h] | Variable O&M | *total | EUR/MWh_h | 2020 | M, R, S | 1 | ctrl | 2020 | 0.9901
40 co2. hp, seawater 50-100 MW | Heat pump, sea water, co2, 65 MW - heat pump - electricity - large | Heat pump, sea water, co2, 65 MW | heat pump | electricity | large | Financial data | Variable O&M (*total) [2020-EUR/MWh_h] | Variable O&M | *total | EUR/MWh_h | 2020 | M, R, S | 1 | ctrl | 2025 | 0.9901
40 co2. hp, seawater 50-100 MW | Heat pump, sea water, co2, 65 MW - heat pump - electricity - large | Heat pump, sea water, co2, 65 MW | heat pump | electricity | large | Financial data | Variable O&M (*total) [2020-EUR/MWh_h] | Variable O&M | *total | EUR/MWh_h | 2020 | M, R, S | 1 | lower | 2025 | 0.49505
40 co2. hp, seawater 50-100 MW | Heat pump, sea water, co2, 65 MW - heat pump - electricity - large | Heat pump, sea water, co2, 65 MW | heat pump | electricity | large | Financial data | Variable O&M (*total) [2020-EUR/MWh_h] | Variable O&M | *total | EUR/MWh_h | 2020 | M, R, S | 1 | upper | 2025 | 1.9802
40 co2. hp, seawater 50-100 MW | Heat pump, sea water, co2, 65 MW - heat pump - electricity - large | Heat pump, sea water, co2, 65 MW | heat pump | electricity | large | Financial data | Variable O&M (*total) [2020-EUR/MWh_h] | Variable O&M | *total | EUR/MWh_h | 2020 | M, R, S | 1 | ctrl | 2030 | 0.9901
40 co2. hp, seawater 50-100 MW | Heat pump, sea water, co2, 65 MW - heat pump - electricity - large | Heat pump, sea water, co2, 65 MW | heat pump | electricity | large | Financial data | Variable O&M (*total) [2020-EUR/MWh_h] | Variable O&M | *total | EUR/MWh_h | 2020 | M, R, S | 1 | ctrl | 2040 | 0.9901
40 co2. hp, seawater 50-100 MW | Heat pump, sea water, co2, 65 MW - heat pump - electricity - large | Heat pump, sea water, co2, 65 MW | heat pump | electricity | large | Financial data | Variable O&M (*total) [2020-EUR/MWh_h] | Variable O&M | *total | EUR/MWh_h | 2020 | M, R, S | 1 | ctrl | 2050 | 0.9901
40 co2. hp, seawater 50-100 MW | Heat pump, sea water, co2, 65 MW - heat pump - electricity - large | Heat pump, sea water, co2, 65 MW | heat pump | electricity | large | Financial data | Variable O&M (*total) [2020-EUR/MWh_h] | Variable O&M | *total | EUR/MWh_h | 2020 | M, R, S | 1 | lower | 2050 | 0.49505
40 co2. hp, seawater 50-100 MW | Heat pump, sea water, co2, 65 MW - heat pump - electricity - large | Heat pump, sea water, co2, 65 MW | heat pump | electricity | large | Financial data | Variable O&M (*total) [2020-EUR/MWh_h] | Variable O&M | *total | EUR/MWh_h | 2020 | M, R, S | 1 | upper | 2050 | 1.9802
40 co2. hp, seawater 50-100 MW | Heat pump, sea water, co2, 65 MW - heat pump - electricity - large | Heat pump, sea water, co2, 65 MW | heat pump | electricity | large | Financial data | Variable O&M (electricity cost) [2020-EUR/MWh_h] | Variable O&M | electricity cost | EUR/MWh_h | 2020 | M, P | 1 | ctrl | 2020 | 0
40 co2. hp, seawater 50-100 MW | Heat pump, sea water, co2, 65 MW - heat pump - electricity - large | Heat pump, sea water, co2, 65 MW | heat pump | electricity | large | Financial data | Variable O&M (electricity cost) [2020-EUR/MWh_h] | Variable O&M | electricity cost | EUR/MWh_h | 2020 | M, P | 1 | ctrl | 2025 | 0
40 co2. hp, seawater 50-100 MW | Heat pump, sea water, co2, 65 MW - heat pump - electricity - large | Heat pump, sea water, co2, 65 MW | heat pump | electricity | large | Financial data | Variable O&M (electricity cost) [2020-EUR/MWh_h] | Variable O&M | electricity cost | EUR/MWh_h | 2020 | M, P | 1 | lower | 2025 | 0
40 co2. hp, seawater 50-100 MW | Heat pump, sea water, co2, 65 MW - heat pump - electricity - large | Heat pump, sea water, co2, 65 MW | heat pump | electricity | large | Financial data | Variable O&M (electricity cost) [2020-EUR/MWh_h] | Variable O&M | electricity cost | EUR/MWh_h | 2020 | M, P | 1 | upper | 2025 | 0
40 co2. hp, seawater 50-100 MW | Heat pump, sea water, co2, 65 MW - heat pump - electricity - large | Heat pump, sea water, co2, 65 MW | heat pump | electricity | large | Financial data | Variable O&M (electricity cost) [2020-EUR/MWh_h] | Variable O&M | electricity cost | EUR/MWh_h | 2020 | M, P | 1 | ctrl | 2030 | 0
40 co2. hp, seawater 50-100 MW | Heat pump, sea water, co2, 65 MW - heat pump - electricity - large | Heat pump, sea water, co2, 65 MW | heat pump | electricity | large | Financial data | Variable O&M (electricity cost) [2020-EUR/MWh_h] | Variable O&M | electricity cost | EUR/MWh_h | 2020 | M, P | 1 | ctrl | 2040 | 0
40 co2. hp, seawater 50-100 MW | Heat pump, sea water, co2, 65 MW - heat pump - electricity - large | Heat pump, sea water, co2, 65 MW | heat pump | electricity | large | Financial data | Variable O&M (electricity cost) [2020-EUR/MWh_h] | Variable O&M | electricity cost | EUR/MWh_h | 2020 | M, P | 1 | ctrl | 2050 | 0
40 co2. hp, seawater 50-100 MW | Heat pump, sea water, co2, 65 MW - heat pump - electricity - large | Heat pump, sea water, co2, 65 MW | heat pump | electricity | large | Financial data | Variable O&M (electricity cost) [2020-EUR/MWh_h] | Variable O&M | electricity cost | EUR/MWh_h | 2020 | M, P | 1 | lower | 2050 | 0
40 co2. hp, seawater 50-100 MW | Heat pump, sea water, co2, 65 MW - heat pump - electricity - large | Heat pump, sea water, co2, 65 MW | heat pump | electricity | large | Financial data | Variable O&M (electricity cost) [2020-EUR/MWh_h] | Variable O&M | electricity cost | EUR/MWh_h | 2020 | M, P | 1 | upper | 2050 | 0
40 co2. hp, seawater 50-100 MW | Heat pump, sea water, co2, 65 MW - heat pump - electricity - large | Heat pump, sea water, co2, 65 MW | heat pump | electricity | large | Financial data | Variable O&M (other O&M) [2020-EUR/MWh_h] | Variable O&M | other O&M | EUR/MWh_h | 2020 | M, R, S | 1 | ctrl | 2020 | 0.9901
40 co2. hp, seawater 50-100 MW | Heat pump, sea water, co2, 65 MW - heat pump - electricity - large | Heat pump, sea water, co2, 65 MW | heat pump | electricity | large | Financial data | Variable O&M (other O&M) [2020-EUR/MWh_h] | Variable O&M | other O&M | EUR/MWh_h | 2020 | M, R, S | 1 | ctrl | 2025 | 0.9901
40 co2. hp, seawater 50-100 MW | Heat pump, sea water, co2, 65 MW - heat pump - electricity - large | Heat pump, sea water, co2, 65 MW | heat pump | electricity | large | Financial data | Variable O&M (other O&M) [2020-EUR/MWh_h] | Variable O&M | other O&M | EUR/MWh_h | 2020 | M, R, S | 1 | lower | 2025 | 0.49505
40 co2. hp, seawater 50-100 MW | Heat pump, sea water, co2, 65 MW - heat pump - electricity - large | Heat pump, sea water, co2, 65 MW | heat pump | electricity | large | Financial data | Variable O&M (other O&M) [2020-EUR/MWh_h] | Variable O&M | other O&M | EUR/MWh_h | 2020 | M, R, S | 1 | upper | 2025 | 1.9802
40 co2. hp, seawater 50-100 MW | Heat pump, sea water, co2, 65 MW - heat pump - electricity - large | Heat pump, sea water, co2, 65 MW | heat pump | electricity | large | Financial data | Variable O&M (other O&M) [2020-EUR/MWh_h] | Variable O&M | other O&M | EUR/MWh_h | 2020 | M, R, S | 1 | ctrl | 2030 | 0.9901
40 co2. hp, seawater 50-100 MW | Heat pump, sea water, co2, 65 MW - heat pump - electricity - large | Heat pump, sea water, co2, 65 MW | heat pump | electricity | large | Financial data | Variable O&M (other O&M) [2020-EUR/MWh_h] | Variable O&M | other O&M | EUR/MWh_h | 2020 | M, R, S | 1 | ctrl | 2040 | 0.9901
40 co2. hp, seawater 50-100 MW | Heat pump, sea water, co2, 65 MW - heat pump - electricity - large | Heat pump, sea water, co2, 65 MW | heat pump | electricity | large | Financial data | Variable O&M (other O&M) [2020-EUR/MWh_h] | Variable O&M | other O&M | EUR/MWh_h | 2020 | M, R, S | 1 | ctrl | 2050 | 0.9901
40 co2. hp, seawater 50-100 MW | Heat pump, sea water, co2, 65 MW - heat pump - electricity - large | Heat pump, sea water, co2, 65 MW | heat pump | electricity | large | Financial data | Variable O&M (other O&M) [2020-EUR/MWh_h] | Variable O&M | other O&M | EUR/MWh_h | 2020 | M, R, S | 1 | lower | 2050 | 0.49505
40 co2. hp, seawater 50-100 MW | Heat pump, sea water, co2, 65 MW - heat pump - electricity - large | Heat pump, sea water, co2, 65 MW | heat pump | electricity | large | Financial data | Variable O&M (other O&M) [2020-EUR/MWh_h] | Variable O&M | other O&M | EUR/MWh_h | 2020 | M, R, S | 1 | upper | 2050 | 1.9802
40 co2. hp, seawater 50-100 MW | Heat pump, sea water, co2, 65 MW - heat pump - electricity - large | Heat pump, sea water, co2, 65 MW | heat pump | electricity | large | Regulation ability | Cold start-up time [hours] | Cold start-up time |  | hours |  | K, O, M | 1 | ctrl | 2020 | 0.5
40 co2. hp, seawater 50-100 MW | Heat pump, sea water, co2, 65 MW - heat pump - electricity - large | Heat pump, sea water, co2, 65 MW | heat pump | electricity | large | Regulation ability | Cold start-up time [hours] | Cold start-up time |  | hours |  | K, O, M | 1 | ctrl | 2025 | 0.5
40 co2. hp, seawater 50-100 MW | Heat pump, sea water, co2, 65 MW - heat pump - electricity - large | Heat pump, sea water, co2, 65 MW | heat pump | electricity | large | Regulation ability | Cold start-up time [hours] | Cold start-up time |  | hours |  | K, O, M | 1 | lower | 2025 | 0.25
40 co2. hp, seawater 50-100 MW | Heat pump, sea water, co2, 65 MW - heat pump - electricity - large | Heat pump, sea water, co2, 65 MW | heat pump | electricity | large | Regulation ability | Cold start-up time [hours] | Cold start-up time |  | hours |  | K, O, M | 1 | upper | 2025 | 1
40 co2. hp, seawater 50-100 MW | Heat pump, sea water, co2, 65 MW - heat pump - electricity - large | Heat pump, sea water, co2, 65 MW | heat pump | electricity | large | Regulation ability | Cold start-up time [hours] | Cold start-up time |  | hours |  | K, O, M | 1 | ctrl | 2030 | 0.5
40 co2. hp, seawater 50-100 MW | Heat pump, sea water, co2, 65 MW - heat pump - electricity - large | Heat pump, sea water, co2, 65 MW | heat pump | electricity | large | Regulation ability | Cold start-up time [hours] | Cold start-up time |  | hours |  | K, O, M | 1 | ctrl | 2040 | 0.5
40 co2. hp, seawater 50-100 MW | Heat pump, sea water, co2, 65 MW - heat pump - electricity - large | Heat pump, sea water, co2, 65 MW | heat pump | electricity | large | Regulation ability | Cold start-up time [hours] | Cold start-up time |  | hours |  | K, O, M | 1 | ctrl | 2050 | 0.5
40 co2. hp, seawater 50-100 MW | Heat pump, sea water, co2, 65 MW - heat pump - electricity - large | Heat pump, sea water, co2, 65 MW | heat pump | electricity | large | Regulation ability | Cold start-up time [hours] | Cold start-up time |  | hours |  | K, O, M | 1 | lower | 2050 | 0.25
40 co2. hp, seawater 50-100 MW | Heat pump, sea water, co2, 65 MW - heat pump - electricity - large | Heat pump, sea water, co2, 65 MW | heat pump | electricity | large | Regulation ability | Cold start-up time [hours] | Cold start-up time |  | hours |  | K, O, M | 1 | upper | 2050 | 1
40 co2. hp, seawater 50-100 MW | Heat pump, sea water, co2, 65 MW - heat pump - electricity - large | Heat pump, sea water, co2, 65 MW | heat pump | electricity | large | Regulation ability | Minimum load (of full load) [] | Minimum load | of full load | [] |  | K, L, M | 1 | ctrl | 2020 | 0.25
40 co2. hp, seawater 50-100 MW | Heat pump, sea water, co2, 65 MW - heat pump - electricity - large | Heat pump, sea water, co2, 65 MW | heat pump | electricity | large | Regulation ability | Minimum load (of full load) [] | Minimum load | of full load | [] |  | K, L, M | 1 | ctrl | 2025 | 0.25
40 co2. hp, seawater 50-100 MW | Heat pump, sea water, co2, 65 MW - heat pump - electricity - large | Heat pump, sea water, co2, 65 MW | heat pump | electricity | large | Regulation ability | Minimum load (of full load) [] | Minimum load | of full load | [] |  | K, L, M | 1 | lower | 2025 | 0.1
40 co2. hp, seawater 50-100 MW | Heat pump, sea water, co2, 65 MW - heat pump - electricity - large | Heat pump, sea water, co2, 65 MW | heat pump | electricity | large | Regulation ability | Minimum load (of full load) [] | Minimum load | of full load | [] |  | K, L, M | 1 | upper | 2025 | 0.5
40 co2. hp, seawater 50-100 MW | Heat pump, sea water, co2, 65 MW - heat pump - electricity - large | Heat pump, sea water, co2, 65 MW | heat pump | electricity | large | Regulation ability | Minimum load (of full load) [] | Minimum load | of full load | [] |  | K, L, M | 1 | ctrl | 2030 | 0.25
40 co2. hp, seawater 50-100 MW | Heat pump, sea water, co2, 65 MW - heat pump - electricity - large | Heat pump, sea water, co2, 65 MW | heat pump | electricity | large | Regulation ability | Minimum load (of full load) [] | Minimum load | of full load | [] |  | K, L, M | 1 | ctrl | 2040 | 0.25
40 co2. hp, seawater 50-100 MW | Heat pump, sea water, co2, 65 MW - heat pump - electricity - large | Heat pump, sea water, co2, 65 MW | heat pump | electricity | large | Regulation ability | Minimum load (of full load) [] | Minimum load | of full load | [] |  | K, L, M | 1 | ctrl | 2050 | 0.25
40 co2. hp, seawater 50-100 MW | Heat pump, sea water, co2, 65 MW - heat pump - electricity - large | Heat pump, sea water, co2, 65 MW | heat pump | electricity | large | Regulation ability | Minimum load (of full load) [] | Minimum load | of full load | [] |  | K, L, M | 1 | lower | 2050 | 0.1
40 co2. hp, seawater 50-100 MW | Heat pump, sea water, co2, 65 MW - heat pump - electricity - large | Heat pump, sea water, co2, 65 MW | heat pump | electricity | large | Regulation ability | Minimum load (of full load) [] | Minimum load | of full load | [] |  | K, L, M | 1 | upper | 2050 | 0.5
40 co2. hp, seawater 50-100 MW | Heat pump, sea water, co2, 65 MW - heat pump - electricity - large | Heat pump, sea water, co2, 65 MW | heat pump | electricity | large | Regulation ability | Primary regulation (of full load, per 30 seconds) [] | Primary regulation | of full load, per 30 seconds | [] |  | J, K, M | 1 | ctrl | 2020 | 0.65
40 co2. hp, seawater 50-100 MW | Heat pump, sea water, co2, 65 MW - heat pump - electricity - large | Heat pump, sea water, co2, 65 MW | heat pump | electricity | large | Regulation ability | Primary regulation (of full load, per 30 seconds) [] | Primary regulation | of full load, per 30 seconds | [] |  | J, K, M | 1 | ctrl | 2025 | 0.65
40 co2. hp, seawater 50-100 MW | Heat pump, sea water, co2, 65 MW - heat pump - electricity - large | Heat pump, sea water, co2, 65 MW | heat pump | electricity | large | Regulation ability | Primary regulation (of full load, per 30 seconds) [] | Primary regulation | of full load, per 30 seconds | [] |  | J, K, M | 1 | lower | 2025 | 0.65
40 co2. hp, seawater 50-100 MW | Heat pump, sea water, co2, 65 MW - heat pump - electricity - large | Heat pump, sea water, co2, 65 MW | heat pump | electricity | large | Regulation ability | Primary regulation (of full load, per 30 seconds) [] | Primary regulation | of full load, per 30 seconds | [] |  | J, K, M | 1 | upper | 2025 | 1
40 co2. hp, seawater 50-100 MW | Heat pump, sea water, co2, 65 MW - heat pump - electricity - large | Heat pump, sea water, co2, 65 MW | heat pump | electricity | large | Regulation ability | Primary regulation (of full load, per 30 seconds) [] | Primary regulation | of full load, per 30 seconds | [] |  | J, K, M | 1 | ctrl | 2030 | 0.65
40 co2. hp, seawater 50-100 MW | Heat pump, sea water, co2, 65 MW - heat pump - electricity - large | Heat pump, sea water, co2, 65 MW | heat pump | electricity | large | Regulation ability | Primary regulation (of full load, per 30 seconds) [] | Primary regulation | of full load, per 30 seconds | [] |  | J, K, M | 1 | ctrl | 2040 | 0.65
40 co2. hp, seawater 50-100 MW | Heat pump, sea water, co2, 65 MW - heat pump - electricity - large | Heat pump, sea water, co2, 65 MW | heat pump | electricity | large | Regulation ability | Primary regulation (of full load, per 30 seconds) [] | Primary regulation | of full load, per 30 seconds | [] |  | J, K, M | 1 | ctrl | 2050 | 0.65
40 co2. hp, seawater 50-100 MW | Heat pump, sea water, co2, 65 MW - heat pump - electricity - large | Heat pump, sea water, co2, 65 MW | heat pump | electricity | large | Regulation ability | Primary regulation (of full load, per 30 seconds) [] | Primary regulation | of full load, per 30 seconds | [] |  | J, K, M | 1 | lower | 2050 | 0.65
40 co2. hp, seawater 50-100 MW | Heat pump, sea water, co2, 65 MW - heat pump - electricity - large | Heat pump, sea water, co2, 65 MW | heat pump | electricity | large | Regulation ability | Primary regulation (of full load, per 30 seconds) [] | Primary regulation | of full load, per 30 seconds | [] |  | J, K, M | 1 | upper | 2050 | 1
40 co2. hp, seawater 50-100 MW | Heat pump, sea water, co2, 65 MW - heat pump - electricity - large | Heat pump, sea water, co2, 65 MW | heat pump | electricity | large | Regulation ability | Secondary regulation (of full load, per minute) [] | Secondary regulation | of full load, per minute | [] |  | J, K, M | 1 | ctrl | 2020 | 1
40 co2. hp, seawater 50-100 MW | Heat pump, sea water, co2, 65 MW - heat pump - electricity - large | Heat pump, sea water, co2, 65 MW | heat pump | electricity | large | Regulation ability | Secondary regulation (of full load, per minute) [] | Secondary regulation | of full load, per minute | [] |  | J, K, M | 1 | ctrl | 2025 | 1
40 co2. hp, seawater 50-100 MW | Heat pump, sea water, co2, 65 MW - heat pump - electricity - large | Heat pump, sea water, co2, 65 MW | heat pump | electricity | large | Regulation ability | Secondary regulation (of full load, per minute) [] | Secondary regulation | of full load, per minute | [] |  | J, K, M | 1 | lower | 2025 | 1
40 co2. hp, seawater 50-100 MW | Heat pump, sea water, co2, 65 MW - heat pump - electricity - large | Heat pump, sea water, co2, 65 MW | heat pump | electricity | large | Regulation ability | Secondary regulation (of full load, per minute) [] | Secondary regulation | of full load, per minute | [] |  | J, K, M | 1 | upper | 2025 | 1
40 co2. hp, seawater 50-100 MW | Heat pump, sea water, co2, 65 MW - heat pump - electricity - large | Heat pump, sea water, co2, 65 MW | heat pump | electricity | large | Regulation ability | Secondary regulation (of full load, per minute) [] | Secondary regulation | of full load, per minute | [] |  | J, K, M | 1 | ctrl | 2030 | 1
40 co2. hp, seawater 50-100 MW | Heat pump, sea water, co2, 65 MW - heat pump - electricity - large | Heat pump, sea water, co2, 65 MW | heat pump | electricity | large | Regulation ability | Secondary regulation (of full load, per minute) [] | Secondary regulation | of full load, per minute | [] |  | J, K, M | 1 | ctrl | 2040 | 1
40 co2. hp, seawater 50-100 MW | Heat pump, sea water, co2, 65 MW - heat pump - electricity - large | Heat pump, sea water, co2, 65 MW | heat pump | electricity | large | Regulation ability | Secondary regulation (of full load, per minute) [] | Secondary regulation | of full load, per minute | [] |  | J, K, M | 1 | ctrl | 2050 | 1
40 co2. hp, seawater 50-100 MW | Heat pump, sea water, co2, 65 MW - heat pump - electricity - large | Heat pump, sea water, co2, 65 MW | heat pump | electricity | large | Regulation ability | Secondary regulation (of full load, per minute) [] | Secondary regulation | of full load, per minute | [] |  | J, K, M | 1 | lower | 2050 | 1
40 co2. hp, seawater 50-100 MW | Heat pump, sea water, co2, 65 MW - heat pump - electricity - large | Heat pump, sea water, co2, 65 MW | heat pump | electricity | large | Regulation ability | Secondary regulation (of full load, per minute) [] | Secondary regulation | of full load, per minute | [] |  | J, K, M | 1 | upper | 2050 | 1
40 co2. hp, seawater 50-100 MW | Heat pump, sea water, co2, 65 MW - heat pump - electricity - large | Heat pump, sea water, co2, 65 MW | heat pump | electricity | large | Regulation ability | Warm start-up time [hours] | Warm start-up time |  | hours |  | K, N, M | 1 | ctrl | 2020 | 0.5
40 co2. hp, seawater 50-100 MW | Heat pump, sea water, co2, 65 MW - heat pump - electricity - large | Heat pump, sea water, co2, 65 MW | heat pump | electricity | large | Regulation ability | Warm start-up time [hours] | Warm start-up time |  | hours |  | K, N, M | 1 | ctrl | 2025 | 0.5
40 co2. hp, seawater 50-100 MW | Heat pump, sea water, co2, 65 MW - heat pump - electricity - large | Heat pump, sea water, co2, 65 MW | heat pump | electricity | large | Regulation ability | Warm start-up time [hours] | Warm start-up time |  | hours |  | K, N, M | 1 | lower | 2025 | 0.25
40 co2. hp, seawater 50-100 MW | Heat pump, sea water, co2, 65 MW - heat pump - electricity - large | Heat pump, sea water, co2, 65 MW | heat pump | electricity | large | Regulation ability | Warm start-up time [hours] | Warm start-up time |  | hours |  | K, N, M | 1 | upper | 2025 | 0.75
40 co2. hp, seawater 50-100 MW | Heat pump, sea water, co2, 65 MW - heat pump - electricity - large | Heat pump, sea water, co2, 65 MW | heat pump | electricity | large | Regulation ability | Warm start-up time [hours] | Warm start-up time |  | hours |  | K, N, M | 1 | ctrl | 2030 | 0.5
40 co2. hp, seawater 50-100 MW | Heat pump, sea water, co2, 65 MW - heat pump - electricity - large | Heat pump, sea water, co2, 65 MW | heat pump | electricity | large | Regulation ability | Warm start-up time [hours] | Warm start-up time |  | hours |  | K, N, M | 1 | ctrl | 2040 | 0.5
40 co2. hp, seawater 50-100 MW | Heat pump, sea water, co2, 65 MW - heat pump - electricity - large | Heat pump, sea water, co2, 65 MW | heat pump | electricity | large | Regulation ability | Warm start-up time [hours] | Warm start-up time |  | hours |  | K, N, M | 1 | ctrl | 2050 | 0.5
40 co2. hp, seawater 50-100 MW | Heat pump, sea water, co2, 65 MW - heat pump - electricity - large | Heat pump, sea water, co2, 65 MW | heat pump | electricity | large | Regulation ability | Warm start-up time [hours] | Warm start-up time |  | hours |  | K, N, M | 1 | lower | 2050 | 0.25
40 co2. hp, seawater 50-100 MW | Heat pump, sea water, co2, 65 MW - heat pump - electricity - large | Heat pump, sea water, co2, 65 MW | heat pump | electricity | large | Regulation ability | Warm start-up time [hours] | Warm start-up time |  | hours |  | K, N, M | 1 | upper | 2050 | 0.75
40 co2. hp, seawater 50-100 MW | Heat pump, sea water, co2, 65 MW - heat pump - electricity - large | Heat pump, sea water, co2, 65 MW | heat pump | electricity | large | Technology-specific data | Nominal investment (grid connection fee) [2020-MEUR/MW_h] | Nominal investment | grid connection fee | MEUR/MW_h | 2020 | M, T | 1 | ctrl | 2020 | 0.051184
40 co2. hp, seawater 50-100 MW | Heat pump, sea water, co2, 65 MW - heat pump - electricity - large | Heat pump, sea water, co2, 65 MW | heat pump | electricity | large | Technology-specific data | Nominal investment (grid connection fee) [2020-MEUR/MW_h] | Nominal investment | grid connection fee | MEUR/MW_h | 2020 | M, T | 1 | ctrl | 2025 | 0.051184
40 co2. hp, seawater 50-100 MW | Heat pump, sea water, co2, 65 MW - heat pump - electricity - large | Heat pump, sea water, co2, 65 MW | heat pump | electricity | large | Technology-specific data | Nominal investment (grid connection fee) [2020-MEUR/MW_h] | Nominal investment | grid connection fee | MEUR/MW_h | 2020 | M, T | 1 | lower | 2025 | 0.012182
40 co2. hp, seawater 50-100 MW | Heat pump, sea water, co2, 65 MW - heat pump - electricity - large | Heat pump, sea water, co2, 65 MW | heat pump | electricity | large | Technology-specific data | Nominal investment (grid connection fee) [2020-MEUR/MW_h] | Nominal investment | grid connection fee | MEUR/MW_h | 2020 | M, T | 1 | upper | 2025 | 0.076776
40 co2. hp, seawater 50-100 MW | Heat pump, sea water, co2, 65 MW - heat pump - electricity - large | Heat pump, sea water, co2, 65 MW | heat pump | electricity | large | Technology-specific data | Nominal investment (grid connection fee) [2020-MEUR/MW_h] | Nominal investment | grid connection fee | MEUR/MW_h | 2020 | M, T | 1 | ctrl | 2030 | 0.048625
40 co2. hp, seawater 50-100 MW | Heat pump, sea water, co2, 65 MW - heat pump - electricity - large | Heat pump, sea water, co2, 65 MW | heat pump | electricity | large | Technology-specific data | Nominal investment (grid connection fee) [2020-MEUR/MW_h] | Nominal investment | grid connection fee | MEUR/MW_h | 2020 | M, T | 1 | ctrl | 2040 | 0.046065
40 co2. hp, seawater 50-100 MW | Heat pump, sea water, co2, 65 MW - heat pump - electricity - large | Heat pump, sea water, co2, 65 MW | heat pump | electricity | large | Technology-specific data | Nominal investment (grid connection fee) [2020-MEUR/MW_h] | Nominal investment | grid connection fee | MEUR/MW_h | 2020 | M, T | 1 | ctrl | 2050 | 0.043506
40 co2. hp, seawater 50-100 MW | Heat pump, sea water, co2, 65 MW - heat pump - electricity - large | Heat pump, sea water, co2, 65 MW | heat pump | electricity | large | Technology-specific data | Nominal investment (grid connection fee) [2020-MEUR/MW_h] | Nominal investment | grid connection fee | MEUR/MW_h | 2020 | M, T | 1 | lower | 2050 | 0.025592
40 co2. hp, seawater 50-100 MW | Heat pump, sea water, co2, 65 MW - heat pump - electricity - large | Heat pump, sea water, co2, 65 MW | heat pump | electricity | large | Technology-specific data | Nominal investment (grid connection fee) [2020-MEUR/MW_h] | Nominal investment | grid connection fee | MEUR/MW_h | 2020 | M, T | 1 | upper | 2050 | 0.076776
40 co2. hp, seawater 50-100 MW | Heat pump, sea water, co2, 65 MW - heat pump - electricity - large | Heat pump, sea water, co2, 65 MW | heat pump | electricity | large | Technology-specific data | Nominal investment (heatpump building) [2020-MEUR/MW_h] | Nominal investment | heatpump building | MEUR/MW_h | 2020 | M, T | 1 | ctrl | 2020 | 0.10851
40 co2. hp, seawater 50-100 MW | Heat pump, sea water, co2, 65 MW - heat pump - electricity - large | Heat pump, sea water, co2, 65 MW | heat pump | electricity | large | Technology-specific data | Nominal investment (heatpump building) [2020-MEUR/MW_h] | Nominal investment | heatpump building | MEUR/MW_h | 2020 | M, T | 1 | ctrl | 2025 | 0.10851
40 co2. hp, seawater 50-100 MW | Heat pump, sea water, co2, 65 MW - heat pump - electricity - large | Heat pump, sea water, co2, 65 MW | heat pump | electricity | large | Technology-specific data | Nominal investment (heatpump building) [2020-MEUR/MW_h] | Nominal investment | heatpump building | MEUR/MW_h | 2020 | M, T | 1 | lower | 2025 | 0.092233
40 co2. hp, seawater 50-100 MW | Heat pump, sea water, co2, 65 MW - heat pump - electricity - large | Heat pump, sea water, co2, 65 MW | heat pump | electricity | large | Technology-specific data | Nominal investment (heatpump building) [2020-MEUR/MW_h] | Nominal investment | heatpump building | MEUR/MW_h | 2020 | M, T | 1 | upper | 2025 | 0.16276
40 co2. hp, seawater 50-100 MW | Heat pump, sea water, co2, 65 MW - heat pump - electricity - large | Heat pump, sea water, co2, 65 MW | heat pump | electricity | large | Technology-specific data | Nominal investment (heatpump building) [2020-MEUR/MW_h] | Nominal investment | heatpump building | MEUR/MW_h | 2020 | M, T | 1 | ctrl | 2030 | 0.10308
40 co2. hp, seawater 50-100 MW | Heat pump, sea water, co2, 65 MW - heat pump - electricity - large | Heat pump, sea water, co2, 65 MW | heat pump | electricity | large | Technology-specific data | Nominal investment (heatpump building) [2020-MEUR/MW_h] | Nominal investment | heatpump building | MEUR/MW_h | 2020 | M, T | 1 | ctrl | 2040 | 0.097659
40 co2. hp, seawater 50-100 MW | Heat pump, sea water, co2, 65 MW - heat pump - electricity - large | Heat pump, sea water, co2, 65 MW | heat pump | electricity | large | Technology-specific data | Nominal investment (heatpump building) [2020-MEUR/MW_h] | Nominal investment | heatpump building | MEUR/MW_h | 2020 | M, T | 1 | ctrl | 2050 | 0.092233
40 co2. hp, seawater 50-100 MW | Heat pump, sea water, co2, 65 MW - heat pump - electricity - large | Heat pump, sea water, co2, 65 MW | heat pump | electricity | large | Technology-specific data | Nominal investment (heatpump building) [2020-MEUR/MW_h] | Nominal investment | heatpump building | MEUR/MW_h | 2020 | M, T | 1 | lower | 2050 | 0.054255
40 co2. hp, seawater 50-100 MW | Heat pump, sea water, co2, 65 MW - heat pump - electricity - large | Heat pump, sea water, co2, 65 MW | heat pump | electricity | large | Technology-specific data | Nominal investment (heatpump building) [2020-MEUR/MW_h] | Nominal investment | heatpump building | MEUR/MW_h | 2020 | M, T | 1 | upper | 2050 | 0.16276
40 co2. hp, seawater 50-100 MW | Heat pump, sea water, co2, 65 MW - heat pump - electricity - large | Heat pump, sea water, co2, 65 MW | heat pump | electricity | large | Technology-specific data | Nominal investment (seawater connection) [2020-MEUR/MW_h] | Nominal investment | seawater connection | MEUR/MW_h | 2020 | M, T | 1 | ctrl | 2020 | 0.083941
40 co2. hp, seawater 50-100 MW | Heat pump, sea water, co2, 65 MW - heat pump - electricity - large | Heat pump, sea water, co2, 65 MW | heat pump | electricity | large | Technology-specific data | Nominal investment (seawater connection) [2020-MEUR/MW_h] | Nominal investment | seawater connection | MEUR/MW_h | 2020 | M, T | 1 | ctrl | 2025 | 0.083941
40 co2. hp, seawater 50-100 MW | Heat pump, sea water, co2, 65 MW - heat pump - electricity - large | Heat pump, sea water, co2, 65 MW | heat pump | electricity | large | Technology-specific data | Nominal investment (seawater connection) [2020-MEUR/MW_h] | Nominal investment | seawater connection | MEUR/MW_h | 2020 | M, T | 1 | lower | 2025 | 0.07135
40 co2. hp, seawater 50-100 MW | Heat pump, sea water, co2, 65 MW - heat pump - electricity - large | Heat pump, sea water, co2, 65 MW | heat pump | electricity | large | Technology-specific data | Nominal investment (seawater connection) [2020-MEUR/MW_h] | Nominal investment | seawater connection | MEUR/MW_h | 2020 | M, T | 1 | upper | 2025 | 0.12591
40 co2. hp, seawater 50-100 MW | Heat pump, sea water, co2, 65 MW - heat pump - electricity - large | Heat pump, sea water, co2, 65 MW | heat pump | electricity | large | Technology-specific data | Nominal investment (seawater connection) [2020-MEUR/MW_h] | Nominal investment | seawater connection | MEUR/MW_h | 2020 | M, T | 1 | ctrl | 2030 | 0.079744
40 co2. hp, seawater 50-100 MW | Heat pump, sea water, co2, 65 MW - heat pump - electricity - large | Heat pump, sea water, co2, 65 MW | heat pump | electricity | large | Technology-specific data | Nominal investment (seawater connection) [2020-MEUR/MW_h] | Nominal investment | seawater connection | MEUR/MW_h | 2020 | M, T | 1 | ctrl | 2040 | 0.075547
40 co2. hp, seawater 50-100 MW | Heat pump, sea water, co2, 65 MW - heat pump - electricity - large | Heat pump, sea water, co2, 65 MW | heat pump | electricity | large | Technology-specific data | Nominal investment (seawater connection) [2020-MEUR/MW_h] | Nominal investment | seawater connection | MEUR/MW_h | 2020 | M, T | 1 | ctrl | 2050 | 0.07135
40 co2. hp, seawater 50-100 MW | Heat pump, sea water, co2, 65 MW - heat pump - electricity - large | Heat pump, sea water, co2, 65 MW | heat pump | electricity | large | Technology-specific data | Nominal investment (seawater connection) [2020-MEUR/MW_h] | Nominal investment | seawater connection | MEUR/MW_h | 2020 | M, T | 1 | lower | 2050 | 0.041971
40 co2. hp, seawater 50-100 MW | Heat pump, sea water, co2, 65 MW - heat pump - electricity - large | Heat pump, sea water, co2, 65 MW | heat pump | electricity | large | Technology-specific data | Nominal investment (seawater connection) [2020-MEUR/MW_h] | Nominal investment | seawater connection | MEUR/MW_h | 2020 | M, T | 1 | upper | 2050 | 0.12591
40 co2. hp, seawater 50-100 MW | Heat pump, sea water, co2, 65 MW - heat pump - electricity - large | Heat pump, sea water, co2, 65 MW | heat pump | electricity | large | Technology-specific data | Nominal investment (seawater intake) [2020-MEUR/MW_h] | Nominal investment | seawater intake | MEUR/MW_h | 2020 | M, T | 1 | ctrl | 2020 | 0.053231
40 co2. hp, seawater 50-100 MW | Heat pump, sea water, co2, 65 MW - heat pump - electricity - large | Heat pump, sea water, co2, 65 MW | heat pump | electricity | large | Technology-specific data | Nominal investment (seawater intake) [2020-MEUR/MW_h] | Nominal investment | seawater intake | MEUR/MW_h | 2020 | M, T | 1 | ctrl | 2025 | 0.053231
40 co2. hp, seawater 50-100 MW | Heat pump, sea water, co2, 65 MW - heat pump - electricity - large | Heat pump, sea water, co2, 65 MW | heat pump | electricity | large | Technology-specific data | Nominal investment (seawater intake) [2020-MEUR/MW_h] | Nominal investment | seawater intake | MEUR/MW_h | 2020 | M, T | 1 | lower | 2025 | 0.045247
40 co2. hp, seawater 50-100 MW | Heat pump, sea water, co2, 65 MW - heat pump - electricity - large | Heat pump, sea water, co2, 65 MW | heat pump | electricity | large | Technology-specific data | Nominal investment (seawater intake) [2020-MEUR/MW_h] | Nominal investment | seawater intake | MEUR/MW_h | 2020 | M, T | 1 | upper | 2025 | 0.079847
40 co2. hp, seawater 50-100 MW | Heat pump, sea water, co2, 65 MW - heat pump - electricity - large | Heat pump, sea water, co2, 65 MW | heat pump | electricity | large | Technology-specific data | Nominal investment (seawater intake) [2020-MEUR/MW_h] | Nominal investment | seawater intake | MEUR/MW_h | 2020 | M, T | 1 | ctrl | 2030 | 0.05057
40 co2. hp, seawater 50-100 MW | Heat pump, sea water, co2, 65 MW - heat pump - electricity - large | Heat pump, sea water, co2, 65 MW | heat pump | electricity | large | Technology-specific data | Nominal investment (seawater intake) [2020-MEUR/MW_h] | Nominal investment | seawater intake | MEUR/MW_h | 2020 | M, T | 1 | ctrl | 2040 | 0.047908
40 co2. hp, seawater 50-100 MW | Heat pump, sea water, co2, 65 MW - heat pump - electricity - large | Heat pump, sea water, co2, 65 MW | heat pump | electricity | large | Technology-specific data | Nominal investment (seawater intake) [2020-MEUR/MW_h] | Nominal investment | seawater intake | MEUR/MW_h | 2020 | M, T | 1 | ctrl | 2050 | 0.045247
40 co2. hp, seawater 50-100 MW | Heat pump, sea water, co2, 65 MW - heat pump - electricity - large | Heat pump, sea water, co2, 65 MW | heat pump | electricity | large | Technology-specific data | Nominal investment (seawater intake) [2020-MEUR/MW_h] | Nominal investment | seawater intake | MEUR/MW_h | 2020 | M, T | 1 | lower | 2050 | 0.026616
40 co2. hp, seawater 50-100 MW | Heat pump, sea water, co2, 65 MW - heat pump - electricity - large | Heat pump, sea water, co2, 65 MW | heat pump | electricity | large | Technology-specific data | Nominal investment (seawater intake) [2020-MEUR/MW_h] | Nominal investment | seawater intake | MEUR/MW_h | 2020 | M, T | 1 | upper | 2050 | 0.079847
40 co2. hp, seawater 50-100 MW | Heat pump, sea water, co2, 65 MW - heat pump - electricity - large | Heat pump, sea water, co2, 65 MW | heat pump | electricity | large | Technology-specific data | Nominal investment (seawater piping) [2020-EUR/m] | Nominal investment | seawater piping | EUR/m | 2020 | M, T | 1 | ctrl | 2020 | 1663.4745
40 co2. hp, seawater 50-100 MW | Heat pump, sea water, co2, 65 MW - heat pump - electricity - large | Heat pump, sea water, co2, 65 MW | heat pump | electricity | large | Technology-specific data | Nominal investment (seawater piping) [2020-EUR/m] | Nominal investment | seawater piping | EUR/m | 2020 | M, T | 1 | ctrl | 2025 | 1663.4745
40 co2. hp, seawater 50-100 MW | Heat pump, sea water, co2, 65 MW - heat pump - electricity - large | Heat pump, sea water, co2, 65 MW | heat pump | electricity | large | Technology-specific data | Nominal investment (seawater piping) [2020-EUR/m] | Nominal investment | seawater piping | EUR/m | 2020 | M, T | 1 | lower | 2025 | 1413.9533
40 co2. hp, seawater 50-100 MW | Heat pump, sea water, co2, 65 MW - heat pump - electricity - large | Heat pump, sea water, co2, 65 MW | heat pump | electricity | large | Technology-specific data | Nominal investment (seawater piping) [2020-EUR/m] | Nominal investment | seawater piping | EUR/m | 2020 | M, T | 1 | upper | 2025 | 2495.2117
40 co2. hp, seawater 50-100 MW | Heat pump, sea water, co2, 65 MW - heat pump - electricity - large | Heat pump, sea water, co2, 65 MW | heat pump | electricity | large | Technology-specific data | Nominal investment (seawater piping) [2020-EUR/m] | Nominal investment | seawater piping | EUR/m | 2020 | M, T | 1 | ctrl | 2030 | 1580.3007
40 co2. hp, seawater 50-100 MW | Heat pump, sea water, co2, 65 MW - heat pump - electricity - large | Heat pump, sea water, co2, 65 MW | heat pump | electricity | large | Technology-specific data | Nominal investment (seawater piping) [2020-EUR/m] | Nominal investment | seawater piping | EUR/m | 2020 | M, T | 1 | ctrl | 2040 | 1497.127
40 co2. hp, seawater 50-100 MW | Heat pump, sea water, co2, 65 MW - heat pump - electricity - large | Heat pump, sea water, co2, 65 MW | heat pump | electricity | large | Technology-specific data | Nominal investment (seawater piping) [2020-EUR/m] | Nominal investment | seawater piping | EUR/m | 2020 | M, T | 1 | ctrl | 2050 | 1413.9533
40 co2. hp, seawater 50-100 MW | Heat pump, sea water, co2, 65 MW - heat pump - electricity - large | Heat pump, sea water, co2, 65 MW | heat pump | electricity | large | Technology-specific data | Nominal investment (seawater piping) [2020-EUR/m] | Nominal investment | seawater piping | EUR/m | 2020 | M, T | 1 | lower | 2050 | 831.7372
40 co2. hp, seawater 50-100 MW | Heat pump, sea water, co2, 65 MW - heat pump - electricity - large | Heat pump, sea water, co2, 65 MW | heat pump | electricity | large | Technology-specific data | Nominal investment (seawater piping) [2020-EUR/m] | Nominal investment | seawater piping | EUR/m | 2020 | M, T | 1 | upper | 2050 | 2495.2117
45.4 Geothermal DH, lar scale | Geothermal plant, electric heat pump, 2000 m, dh temp 80/40 degree - renewable heat - geothermal - large | Geothermal plant, electric heat pump, 2000 m, dh temp 80/40 degree | renewable heat | geothermal | large | Energy/technical data | Auxiliary Electricity consumption (share of heat gen.) [] | Auxiliary Electricity consumption | share of heat gen. | [] |  | B | 2, 3; 4 | ctrl | 2020 | 0.096257
45.4 Geothermal DH, lar scale | Geothermal plant, electric heat pump, 2000 m, dh temp 80/40 degree - renewable heat - geothermal - large | Geothermal plant, electric heat pump, 2000 m, dh temp 80/40 degree | renewable heat | geothermal | large | Energy/technical data | Auxiliary Electricity consumption (share of heat gen.) [] | Auxiliary Electricity consumption | share of heat gen. | [] |  | B | 2, 3; 4 | ctrl | 2025 | 0.096257
45.4 Geothermal DH, lar scale | Geothermal plant, electric heat pump, 2000 m, dh temp 80/40 degree - renewable heat - geothermal - large | Geothermal plant, electric heat pump, 2000 m, dh temp 80/40 degree | renewable heat | geothermal | large | Energy/technical data | Auxiliary Electricity consumption (share of heat gen.) [] | Auxiliary Electricity consumption | share of heat gen. | [] |  | B | 2, 3; 4 | lower | 2025 | 0.096257
45.4 Geothermal DH, lar scale | Geothermal plant, electric heat pump, 2000 m, dh temp 80/40 degree - renewable heat - geothermal - large | Geothermal plant, electric heat pump, 2000 m, dh temp 80/40 degree | renewable heat | geothermal | large | Energy/technical data | Auxiliary Electricity consumption (share of heat gen.) [] | Auxiliary Electricity consumption | share of heat gen. | [] |  | B | 2, 3; 4 | upper | 2025 | 0.096257
45.4 Geothermal DH, lar scale | Geothermal plant, electric heat pump, 2000 m, dh temp 80/40 degree - renewable heat - geothermal - large | Geothermal plant, electric heat pump, 2000 m, dh temp 80/40 degree | renewable heat | geothermal | large | Energy/technical data | Auxiliary Electricity consumption (share of heat gen.) [] | Auxiliary Electricity consumption | share of heat gen. | [] |  | B | 2, 3; 4 | ctrl | 2030 | 0.096257
45.4 Geothermal DH, lar scale | Geothermal plant, electric heat pump, 2000 m, dh temp 80/40 degree - renewable heat - geothermal - large | Geothermal plant, electric heat pump, 2000 m, dh temp 80/40 degree | renewable heat | geothermal | large | Energy/technical data | Auxiliary Electricity consumption (share of heat gen.) [] | Auxiliary Electricity consumption | share of heat gen. | [] |  | B | 2, 3; 4 | ctrl | 2040 | 0.095
45.4 Geothermal DH, lar scale | Geothermal plant, electric heat pump, 2000 m, dh temp 80/40 degree - renewable heat - geothermal - large | Geothermal plant, electric heat pump, 2000 m, dh temp 80/40 degree | renewable heat | geothermal | large | Energy/technical data | Auxiliary Electricity consumption (share of heat gen.) [] | Auxiliary Electricity consumption | share of heat gen. | [] |  | B | 2, 3; 4 | ctrl | 2050 | 0.094
45.4 Geothermal DH, lar scale | Geothermal plant, electric heat pump, 2000 m, dh temp 80/40 degree - renewable heat - geothermal - large | Geothermal plant, electric heat pump, 2000 m, dh temp 80/40 degree | renewable heat | geothermal | large | Energy/technical data | Auxiliary Electricity consumption (share of heat gen.) [] | Auxiliary Electricity consumption | share of heat gen. | [] |  | B | 2, 3; 4 | lower | 2050 | 0.096257
45.4 Geothermal DH, lar scale | Geothermal plant, electric heat pump, 2000 m, dh temp 80/40 degree - renewable heat - geothermal - large | Geothermal plant, electric heat pump, 2000 m, dh temp 80/40 degree | renewable heat | geothermal | large | Energy/technical data | Auxiliary Electricity consumption (share of heat gen.) [] | Auxiliary Electricity consumption | share of heat gen. | [] |  | B | 2, 3; 4 | upper | 2050 | 0.094
45.4 Geothermal DH, lar scale | Geothermal plant, electric heat pump, 2000 m, dh temp 80/40 degree - renewable heat - geothermal - large | Geothermal plant, electric heat pump, 2000 m, dh temp 80/40 degree | renewable heat | geothermal | large | Energy/technical data | Construction time [years] | Construction time |  | years |  |  | 5 | ctrl | 2020 | 4.5
45.4 Geothermal DH, lar scale | Geothermal plant, electric heat pump, 2000 m, dh temp 80/40 degree - renewable heat - geothermal - large | Geothermal plant, electric heat pump, 2000 m, dh temp 80/40 degree | renewable heat | geothermal | large | Energy/technical data | Construction time [years] | Construction time |  | years |  |  | 5 | ctrl | 2025 | 4.5
45.4 Geothermal DH, lar scale | Geothermal plant, electric heat pump, 2000 m, dh temp 80/40 degree - renewable heat - geothermal - large | Geothermal plant, electric heat pump, 2000 m, dh temp 80/40 degree | renewable heat | geothermal | large | Energy/technical data | Construction time [years] | Construction time |  | years |  |  | 5 | lower | 2025 | 4
45.4 Geothermal DH, lar scale | Geothermal plant, electric heat pump, 2000 m, dh temp 80/40 degree - renewable heat - geothermal - large | Geothermal plant, electric heat pump, 2000 m, dh temp 80/40 degree | renewable heat | geothermal | large | Energy/technical data | Construction time [years] | Construction time |  | years |  |  | 5 | upper | 2025 | 5
45.4 Geothermal DH, lar scale | Geothermal plant, electric heat pump, 2000 m, dh temp 80/40 degree - renewable heat - geothermal - large | Geothermal plant, electric heat pump, 2000 m, dh temp 80/40 degree | renewable heat | geothermal | large | Energy/technical data | Construction time [years] | Construction time |  | years |  |  | 5 | ctrl | 2030 | 4
45.4 Geothermal DH, lar scale | Geothermal plant, electric heat pump, 2000 m, dh temp 80/40 degree - renewable heat - geothermal - large | Geothermal plant, electric heat pump, 2000 m, dh temp 80/40 degree | renewable heat | geothermal | large | Energy/technical data | Construction time [years] | Construction time |  | years |  |  | 5 | ctrl | 2040 | 4
45.4 Geothermal DH, lar scale | Geothermal plant, electric heat pump, 2000 m, dh temp 80/40 degree - renewable heat - geothermal - large | Geothermal plant, electric heat pump, 2000 m, dh temp 80/40 degree | renewable heat | geothermal | large | Energy/technical data | Construction time [years] | Construction time |  | years |  |  | 5 | ctrl | 2050 | 4
45.4 Geothermal DH, lar scale | Geothermal plant, electric heat pump, 2000 m, dh temp 80/40 degree - renewable heat - geothermal - large | Geothermal plant, electric heat pump, 2000 m, dh temp 80/40 degree | renewable heat | geothermal | large | Energy/technical data | Construction time [years] | Construction time |  | years |  |  | 5 | lower | 2050 | 3
45.4 Geothermal DH, lar scale | Geothermal plant, electric heat pump, 2000 m, dh temp 80/40 degree - renewable heat - geothermal - large | Geothermal plant, electric heat pump, 2000 m, dh temp 80/40 degree | renewable heat | geothermal | large | Energy/technical data | Construction time [years] | Construction time |  | years |  |  | 5 | upper | 2050 | 5
45.4 Geothermal DH, lar scale | Geothermal plant, electric heat pump, 2000 m, dh temp 80/40 degree - renewable heat - geothermal - large | Geothermal plant, electric heat pump, 2000 m, dh temp 80/40 degree | renewable heat | geothermal | large | Energy/technical data | Forced outage [] | Forced outage |  | [] |  |  | 5 | ctrl | 2020 | 0.02
45.4 Geothermal DH, lar scale | Geothermal plant, electric heat pump, 2000 m, dh temp 80/40 degree - renewable heat - geothermal - large | Geothermal plant, electric heat pump, 2000 m, dh temp 80/40 degree | renewable heat | geothermal | large | Energy/technical data | Forced outage [] | Forced outage |  | [] |  |  | 5 | ctrl | 2025 | 0.02
45.4 Geothermal DH, lar scale | Geothermal plant, electric heat pump, 2000 m, dh temp 80/40 degree - renewable heat - geothermal - large | Geothermal plant, electric heat pump, 2000 m, dh temp 80/40 degree | renewable heat | geothermal | large | Energy/technical data | Forced outage [] | Forced outage |  | [] |  |  | 5 | lower | 2025 | 0.01
45.4 Geothermal DH, lar scale | Geothermal plant, electric heat pump, 2000 m, dh temp 80/40 degree - renewable heat - geothermal - large | Geothermal plant, electric heat pump, 2000 m, dh temp 80/40 degree | renewable heat | geothermal | large | Energy/technical data | Forced outage [] | Forced outage |  | [] |  |  | 5 | upper | 2025 | 0.03
45.4 Geothermal DH, lar scale | Geothermal plant, electric heat pump, 2000 m, dh temp 80/40 degree - renewable heat - geothermal - large | Geothermal plant, electric heat pump, 2000 m, dh temp 80/40 degree | renewable heat | geothermal | large | Energy/technical data | Forced outage [] | Forced outage |  | [] |  |  | 5 | ctrl | 2030 | 0.02
45.4 Geothermal DH, lar scale | Geothermal plant, electric heat pump, 2000 m, dh temp 80/40 degree - renewable heat - geothermal - large | Geothermal plant, electric heat pump, 2000 m, dh temp 80/40 degree | renewable heat | geothermal | large | Energy/technical data | Forced outage [] | Forced outage |  | [] |  |  | 5 | ctrl | 2040 | 0.02
45.4 Geothermal DH, lar scale | Geothermal plant, electric heat pump, 2000 m, dh temp 80/40 degree - renewable heat - geothermal - large | Geothermal plant, electric heat pump, 2000 m, dh temp 80/40 degree | renewable heat | geothermal | large | Energy/technical data | Forced outage [] | Forced outage |  | [] |  |  | 5 | ctrl | 2050 | 0.02
45.4 Geothermal DH, lar scale | Geothermal plant, electric heat pump, 2000 m, dh temp 80/40 degree - renewable heat - geothermal - large | Geothermal plant, electric heat pump, 2000 m, dh temp 80/40 degree | renewable heat | geothermal | large | Energy/technical data | Forced outage [] | Forced outage |  | [] |  |  | 5 | lower | 2050 | 0.01
45.4 Geothermal DH, lar scale | Geothermal plant, electric heat pump, 2000 m, dh temp 80/40 degree - renewable heat - geothermal - large | Geothermal plant, electric heat pump, 2000 m, dh temp 80/40 degree | renewable heat | geothermal | large | Energy/technical data | Forced outage [] | Forced outage |  | [] |  |  | 5 | upper | 2050 | 0.03
45.4 Geothermal DH, lar scale | Geothermal plant, electric heat pump, 2000 m, dh temp 80/40 degree - renewable heat - geothermal - large | Geothermal plant, electric heat pump, 2000 m, dh temp 80/40 degree | renewable heat | geothermal | large | Energy/technical data | Generating capacity for one unit [MW_h] | Generating capacity for one unit |  | MW_h |  | I,A | 1, 2 | ctrl | 2020 | 121
45.4 Geothermal DH, lar scale | Geothermal plant, electric heat pump, 2000 m, dh temp 80/40 degree - renewable heat - geothermal - large | Geothermal plant, electric heat pump, 2000 m, dh temp 80/40 degree | renewable heat | geothermal | large | Energy/technical data | Generating capacity for one unit [MW_h] | Generating capacity for one unit |  | MW_h |  | I,A | 1, 2 | ctrl | 2025 | 120.769
45.4 Geothermal DH, lar scale | Geothermal plant, electric heat pump, 2000 m, dh temp 80/40 degree - renewable heat - geothermal - large | Geothermal plant, electric heat pump, 2000 m, dh temp 80/40 degree | renewable heat | geothermal | large | Energy/technical data | Generating capacity for one unit [MW_h] | Generating capacity for one unit |  | MW_h |  | I,A | 1, 2 | lower | 2025 | 120.769
45.4 Geothermal DH, lar scale | Geothermal plant, electric heat pump, 2000 m, dh temp 80/40 degree - renewable heat - geothermal - large | Geothermal plant, electric heat pump, 2000 m, dh temp 80/40 degree | renewable heat | geothermal | large | Energy/technical data | Generating capacity for one unit [MW_h] | Generating capacity for one unit |  | MW_h |  | I,A | 1, 2 | upper | 2025 | 120.769
45.4 Geothermal DH, lar scale | Geothermal plant, electric heat pump, 2000 m, dh temp 80/40 degree - renewable heat - geothermal - large | Geothermal plant, electric heat pump, 2000 m, dh temp 80/40 degree | renewable heat | geothermal | large | Energy/technical data | Generating capacity for one unit [MW_h] | Generating capacity for one unit |  | MW_h |  | I,A | 1, 2 | ctrl | 2030 | 120.3844
45.4 Geothermal DH, lar scale | Geothermal plant, electric heat pump, 2000 m, dh temp 80/40 degree - renewable heat - geothermal - large | Geothermal plant, electric heat pump, 2000 m, dh temp 80/40 degree | renewable heat | geothermal | large | Energy/technical data | Generating capacity for one unit [MW_h] | Generating capacity for one unit |  | MW_h |  | I,A | 1, 2 | ctrl | 2040 | 119.6692
45.4 Geothermal DH, lar scale | Geothermal plant, electric heat pump, 2000 m, dh temp 80/40 degree - renewable heat - geothermal - large | Geothermal plant, electric heat pump, 2000 m, dh temp 80/40 degree | renewable heat | geothermal | large | Energy/technical data | Generating capacity for one unit [MW_h] | Generating capacity for one unit |  | MW_h |  | I,A | 1, 2 | ctrl | 2050 | 119.3241
45.4 Geothermal DH, lar scale | Geothermal plant, electric heat pump, 2000 m, dh temp 80/40 degree - renewable heat - geothermal - large | Geothermal plant, electric heat pump, 2000 m, dh temp 80/40 degree | renewable heat | geothermal | large | Energy/technical data | Generating capacity for one unit [MW_h] | Generating capacity for one unit |  | MW_h |  | I,A | 1, 2 | lower | 2050 | 119.3241
45.4 Geothermal DH, lar scale | Geothermal plant, electric heat pump, 2000 m, dh temp 80/40 degree - renewable heat - geothermal - large | Geothermal plant, electric heat pump, 2000 m, dh temp 80/40 degree | renewable heat | geothermal | large | Energy/technical data | Generating capacity for one unit [MW_h] | Generating capacity for one unit |  | MW_h |  | I,A | 1, 2 | upper | 2050 | 119.3241
45.4 Geothermal DH, lar scale | Geothermal plant, electric heat pump, 2000 m, dh temp 80/40 degree - renewable heat - geothermal - large | Geothermal plant, electric heat pump, 2000 m, dh temp 80/40 degree | renewable heat | geothermal | large | Energy/technical data | Planned outage [weeks per year] | Planned outage |  | weeks per year |  |  | 5 | ctrl | 2020 | 2
45.4 Geothermal DH, lar scale | Geothermal plant, electric heat pump, 2000 m, dh temp 80/40 degree - renewable heat - geothermal - large | Geothermal plant, electric heat pump, 2000 m, dh temp 80/40 degree | renewable heat | geothermal | large | Energy/technical data | Planned outage [weeks per year] | Planned outage |  | weeks per year |  |  | 5 | ctrl | 2025 | 2
45.4 Geothermal DH, lar scale | Geothermal plant, electric heat pump, 2000 m, dh temp 80/40 degree - renewable heat - geothermal - large | Geothermal plant, electric heat pump, 2000 m, dh temp 80/40 degree | renewable heat | geothermal | large | Energy/technical data | Planned outage [weeks per year] | Planned outage |  | weeks per year |  |  | 5 | lower | 2025 | 1
45.4 Geothermal DH, lar scale | Geothermal plant, electric heat pump, 2000 m, dh temp 80/40 degree - renewable heat - geothermal - large | Geothermal plant, electric heat pump, 2000 m, dh temp 80/40 degree | renewable heat | geothermal | large | Energy/technical data | Planned outage [weeks per year] | Planned outage |  | weeks per year |  |  | 5 | upper | 2025 | 4
45.4 Geothermal DH, lar scale | Geothermal plant, electric heat pump, 2000 m, dh temp 80/40 degree - renewable heat - geothermal - large | Geothermal plant, electric heat pump, 2000 m, dh temp 80/40 degree | renewable heat | geothermal | large | Energy/technical data | Planned outage [weeks per year] | Planned outage |  | weeks per year |  |  | 5 | ctrl | 2030 | 2
45.4 Geothermal DH, lar scale | Geothermal plant, electric heat pump, 2000 m, dh temp 80/40 degree - renewable heat - geothermal - large | Geothermal plant, electric heat pump, 2000 m, dh temp 80/40 degree | renewable heat | geothermal | large | Energy/technical data | Planned outage [weeks per year] | Planned outage |  | weeks per year |  |  | 5 | ctrl | 2040 | 2
45.4 Geothermal DH, lar scale | Geothermal plant, electric heat pump, 2000 m, dh temp 80/40 degree - renewable heat - geothermal - large | Geothermal plant, electric heat pump, 2000 m, dh temp 80/40 degree | renewable heat | geothermal | large | Energy/technical data | Planned outage [weeks per year] | Planned outage |  | weeks per year |  |  | 5 | ctrl | 2050 | 2
45.4 Geothermal DH, lar scale | Geothermal plant, electric heat pump, 2000 m, dh temp 80/40 degree - renewable heat - geothermal - large | Geothermal plant, electric heat pump, 2000 m, dh temp 80/40 degree | renewable heat | geothermal | large | Energy/technical data | Planned outage [weeks per year] | Planned outage |  | weeks per year |  |  | 5 | lower | 2050 | 1
45.4 Geothermal DH, lar scale | Geothermal plant, electric heat pump, 2000 m, dh temp 80/40 degree - renewable heat - geothermal - large | Geothermal plant, electric heat pump, 2000 m, dh temp 80/40 degree | renewable heat | geothermal | large | Energy/technical data | Planned outage [weeks per year] | Planned outage |  | weeks per year |  |  | 5 | upper | 2050 | 4
45.4 Geothermal DH, lar scale | Geothermal plant, electric heat pump, 2000 m, dh temp 80/40 degree - renewable heat - geothermal - large | Geothermal plant, electric heat pump, 2000 m, dh temp 80/40 degree | renewable heat | geothermal | large | Energy/technical data | Space requirement [1000 m2/MW_h] | Space requirement |  | 1000 m2/MW_h |  | D | 5 | ctrl | 2020 | 5
45.4 Geothermal DH, lar scale | Geothermal plant, electric heat pump, 2000 m, dh temp 80/40 degree - renewable heat - geothermal - large | Geothermal plant, electric heat pump, 2000 m, dh temp 80/40 degree | renewable heat | geothermal | large | Energy/technical data | Space requirement [1000 m2/MW_h] | Space requirement |  | 1000 m2/MW_h |  | D | 5 | ctrl | 2025 | 5
45.4 Geothermal DH, lar scale | Geothermal plant, electric heat pump, 2000 m, dh temp 80/40 degree - renewable heat - geothermal - large | Geothermal plant, electric heat pump, 2000 m, dh temp 80/40 degree | renewable heat | geothermal | large | Energy/technical data | Space requirement [1000 m2/MW_h] | Space requirement |  | 1000 m2/MW_h |  | D | 5 | lower | 2025 | 3
45.4 Geothermal DH, lar scale | Geothermal plant, electric heat pump, 2000 m, dh temp 80/40 degree - renewable heat - geothermal - large | Geothermal plant, electric heat pump, 2000 m, dh temp 80/40 degree | renewable heat | geothermal | large | Energy/technical data | Space requirement [1000 m2/MW_h] | Space requirement |  | 1000 m2/MW_h |  | D | 5 | upper | 2025 | 7
45.4 Geothermal DH, lar scale | Geothermal plant, electric heat pump, 2000 m, dh temp 80/40 degree - renewable heat - geothermal - large | Geothermal plant, electric heat pump, 2000 m, dh temp 80/40 degree | renewable heat | geothermal | large | Energy/technical data | Space requirement [1000 m2/MW_h] | Space requirement |  | 1000 m2/MW_h |  | D | 5 | ctrl | 2030 | 5
45.4 Geothermal DH, lar scale | Geothermal plant, electric heat pump, 2000 m, dh temp 80/40 degree - renewable heat - geothermal - large | Geothermal plant, electric heat pump, 2000 m, dh temp 80/40 degree | renewable heat | geothermal | large | Energy/technical data | Space requirement [1000 m2/MW_h] | Space requirement |  | 1000 m2/MW_h |  | D | 5 | ctrl | 2040 | 5
45.4 Geothermal DH, lar scale | Geothermal plant, electric heat pump, 2000 m, dh temp 80/40 degree - renewable heat - geothermal - large | Geothermal plant, electric heat pump, 2000 m, dh temp 80/40 degree | renewable heat | geothermal | large | Energy/technical data | Space requirement [1000 m2/MW_h] | Space requirement |  | 1000 m2/MW_h |  | D | 5 | ctrl | 2050 | 5
45.4 Geothermal DH, lar scale | Geothermal plant, electric heat pump, 2000 m, dh temp 80/40 degree - renewable heat - geothermal - large | Geothermal plant, electric heat pump, 2000 m, dh temp 80/40 degree | renewable heat | geothermal | large | Energy/technical data | Space requirement [1000 m2/MW_h] | Space requirement |  | 1000 m2/MW_h |  | D | 5 | lower | 2050 | 3
45.4 Geothermal DH, lar scale | Geothermal plant, electric heat pump, 2000 m, dh temp 80/40 degree - renewable heat - geothermal - large | Geothermal plant, electric heat pump, 2000 m, dh temp 80/40 degree | renewable heat | geothermal | large | Energy/technical data | Space requirement [1000 m2/MW_h] | Space requirement |  | 1000 m2/MW_h |  | D | 5 | upper | 2050 | 7
45.4 Geothermal DH, lar scale | Geothermal plant, electric heat pump, 2000 m, dh temp 80/40 degree - renewable heat - geothermal - large | Geothermal plant, electric heat pump, 2000 m, dh temp 80/40 degree | renewable heat | geothermal | large | Energy/technical data | Technical lifetime [years] | Technical lifetime |  | years |  |  | 5 | ctrl | 2020 | 25
45.4 Geothermal DH, lar scale | Geothermal plant, electric heat pump, 2000 m, dh temp 80/40 degree - renewable heat - geothermal - large | Geothermal plant, electric heat pump, 2000 m, dh temp 80/40 degree | renewable heat | geothermal | large | Energy/technical data | Technical lifetime [years] | Technical lifetime |  | years |  |  | 5 | ctrl | 2025 | 25
45.4 Geothermal DH, lar scale | Geothermal plant, electric heat pump, 2000 m, dh temp 80/40 degree - renewable heat - geothermal - large | Geothermal plant, electric heat pump, 2000 m, dh temp 80/40 degree | renewable heat | geothermal | large | Energy/technical data | Technical lifetime [years] | Technical lifetime |  | years |  |  | 5 | lower | 2025 | 25
45.4 Geothermal DH, lar scale | Geothermal plant, electric heat pump, 2000 m, dh temp 80/40 degree - renewable heat - geothermal - large | Geothermal plant, electric heat pump, 2000 m, dh temp 80/40 degree | renewable heat | geothermal | large | Energy/technical data | Technical lifetime [years] | Technical lifetime |  | years |  |  | 5 | upper | 2025 | 30
45.4 Geothermal DH, lar scale | Geothermal plant, electric heat pump, 2000 m, dh temp 80/40 degree - renewable heat - geothermal - large | Geothermal plant, electric heat pump, 2000 m, dh temp 80/40 degree | renewable heat | geothermal | large | Energy/technical data | Technical lifetime [years] | Technical lifetime |  | years |  |  | 5 | ctrl | 2030 | 30
45.4 Geothermal DH, lar scale | Geothermal plant, electric heat pump, 2000 m, dh temp 80/40 degree - renewable heat - geothermal - large | Geothermal plant, electric heat pump, 2000 m, dh temp 80/40 degree | renewable heat | geothermal | large | Energy/technical data | Technical lifetime [years] | Technical lifetime |  | years |  |  | 5 | ctrl | 2040 | 30
45.4 Geothermal DH, lar scale | Geothermal plant, electric heat pump, 2000 m, dh temp 80/40 degree - renewable heat - geothermal - large | Geothermal plant, electric heat pump, 2000 m, dh temp 80/40 degree | renewable heat | geothermal | large | Energy/technical data | Technical lifetime [years] | Technical lifetime |  | years |  |  | 5 | ctrl | 2050 | 30
45.4 Geothermal DH, lar scale | Geothermal plant, electric heat pump, 2000 m, dh temp 80/40 degree - renewable heat - geothermal - large | Geothermal plant, electric heat pump, 2000 m, dh temp 80/40 degree | renewable heat | geothermal | large | Energy/technical data | Technical lifetime [years] | Technical lifetime |  | years |  |  | 5 | lower | 2050 | 25
45.4 Geothermal DH, lar scale | Geothermal plant, electric heat pump, 2000 m, dh temp 80/40 degree - renewable heat - geothermal - large | Geothermal plant, electric heat pump, 2000 m, dh temp 80/40 degree | renewable heat | geothermal | large | Energy/technical data | Technical lifetime [years] | Technical lifetime |  | years |  |  | 5 | upper | 2050 | 35
45.4 Geothermal DH, lar scale | Geothermal plant, electric heat pump, 2000 m, dh temp 80/40 degree - renewable heat - geothermal - large | Geothermal plant, electric heat pump, 2000 m, dh temp 80/40 degree | renewable heat | geothermal | large | Energy/technical data | Heat efficiency (net, annual average) [] | Heat efficiency | net, annual average | [] |  | A,G |  | ctrl | 2020 | 3.74
45.4 Geothermal DH, lar scale | Geothermal plant, electric heat pump, 2000 m, dh temp 80/40 degree - renewable heat - geothermal - large | Geothermal plant, electric heat pump, 2000 m, dh temp 80/40 degree | renewable heat | geothermal | large | Energy/technical data | Heat efficiency (net, annual average) [] | Heat efficiency | net, annual average | [] |  | A,G |  | ctrl | 2025 | 3.74
45.4 Geothermal DH, lar scale | Geothermal plant, electric heat pump, 2000 m, dh temp 80/40 degree - renewable heat - geothermal - large | Geothermal plant, electric heat pump, 2000 m, dh temp 80/40 degree | renewable heat | geothermal | large | Energy/technical data | Heat efficiency (net, annual average) [] | Heat efficiency | net, annual average | [] |  | A,G |  | lower | 2025 | 3.74
45.4 Geothermal DH, lar scale | Geothermal plant, electric heat pump, 2000 m, dh temp 80/40 degree - renewable heat - geothermal - large | Geothermal plant, electric heat pump, 2000 m, dh temp 80/40 degree | renewable heat | geothermal | large | Energy/technical data | Heat efficiency (net, annual average) [] | Heat efficiency | net, annual average | [] |  | A,G |  | upper | 2025 | 3.74
45.4 Geothermal DH, lar scale | Geothermal plant, electric heat pump, 2000 m, dh temp 80/40 degree - renewable heat - geothermal - large | Geothermal plant, electric heat pump, 2000 m, dh temp 80/40 degree | renewable heat | geothermal | large | Energy/technical data | Heat efficiency (net, annual average) [] | Heat efficiency | net, annual average | [] |  | A,G |  | ctrl | 2030 | 3.74
45.4 Geothermal DH, lar scale | Geothermal plant, electric heat pump, 2000 m, dh temp 80/40 degree - renewable heat - geothermal - large | Geothermal plant, electric heat pump, 2000 m, dh temp 80/40 degree | renewable heat | geothermal | large | Energy/technical data | Heat efficiency (net, annual average) [] | Heat efficiency | net, annual average | [] |  | A,G |  | ctrl | 2040 | 3.7816
45.4 Geothermal DH, lar scale | Geothermal plant, electric heat pump, 2000 m, dh temp 80/40 degree - renewable heat - geothermal - large | Geothermal plant, electric heat pump, 2000 m, dh temp 80/40 degree | renewable heat | geothermal | large | Energy/technical data | Heat efficiency (net, annual average) [] | Heat efficiency | net, annual average | [] |  | A,G |  | ctrl | 2050 | 3.8529
45.4 Geothermal DH, lar scale | Geothermal plant, electric heat pump, 2000 m, dh temp 80/40 degree - renewable heat - geothermal - large | Geothermal plant, electric heat pump, 2000 m, dh temp 80/40 degree | renewable heat | geothermal | large | Energy/technical data | Heat efficiency (net, annual average) [] | Heat efficiency | net, annual average | [] |  | A,G |  | lower | 2050 | 3.853
45.4 Geothermal DH, lar scale | Geothermal plant, electric heat pump, 2000 m, dh temp 80/40 degree - renewable heat - geothermal - large | Geothermal plant, electric heat pump, 2000 m, dh temp 80/40 degree | renewable heat | geothermal | large | Energy/technical data | Heat efficiency (net, annual average) [] | Heat efficiency | net, annual average | [] |  | A,G |  | upper | 2050 | 3.853
45.4 Geothermal DH, lar scale | Geothermal plant, electric heat pump, 2000 m, dh temp 80/40 degree - renewable heat - geothermal - large | Geothermal plant, electric heat pump, 2000 m, dh temp 80/40 degree | renewable heat | geothermal | large | Energy/technical data | Heat efficiency (net, name plate) [] | Heat efficiency | net, name plate | [] |  |  |  | ctrl | 2020
45.4 Geothermal DH, lar scale | Geothermal plant, electric heat pump, 2000 m, dh temp 80/40 degree - renewable heat - geothermal - large | Geothermal plant, electric heat pump, 2000 m, dh temp 80/40 degree | renewable heat | geothermal | large | Energy/technical data | Heat efficiency (net, name plate) [] | Heat efficiency | net, name plate | [] |  |  |  | ctrl | 2025
45.4 Geothermal DH, lar scale | Geothermal plant, electric heat pump, 2000 m, dh temp 80/40 degree - renewable heat - geothermal - large | Geothermal plant, electric heat pump, 2000 m, dh temp 80/40 degree | renewable heat | geothermal | large | Energy/technical data | Heat efficiency (net, name plate) [] | Heat efficiency | net, name plate | [] |  |  |  | lower | 2025
45.4 Geothermal DH, lar scale | Geothermal plant, electric heat pump, 2000 m, dh temp 80/40 degree - renewable heat - geothermal - large | Geothermal plant, electric heat pump, 2000 m, dh temp 80/40 degree | renewable heat | geothermal | large | Energy/technical data | Heat efficiency (net, name plate) [] | Heat efficiency | net, name plate | [] |  |  |  | upper | 2025
45.4 Geothermal DH, lar scale | Geothermal plant, electric heat pump, 2000 m, dh temp 80/40 degree - renewable heat - geothermal - large | Geothermal plant, electric heat pump, 2000 m, dh temp 80/40 degree | renewable heat | geothermal | large | Energy/technical data | Heat efficiency (net, name plate) [] | Heat efficiency | net, name plate | [] |  |  |  | ctrl | 2030
45.4 Geothermal DH, lar scale | Geothermal plant, electric heat pump, 2000 m, dh temp 80/40 degree - renewable heat - geothermal - large | Geothermal plant, electric heat pump, 2000 m, dh temp 80/40 degree | renewable heat | geothermal | large | Energy/technical data | Heat efficiency (net, name plate) [] | Heat efficiency | net, name plate | [] |  |  |  | ctrl | 2040
45.4 Geothermal DH, lar scale | Geothermal plant, electric heat pump, 2000 m, dh temp 80/40 degree - renewable heat - geothermal - large | Geothermal plant, electric heat pump, 2000 m, dh temp 80/40 degree | renewable heat | geothermal | large | Energy/technical data | Heat efficiency (net, name plate) [] | Heat efficiency | net, name plate | [] |  |  |  | ctrl | 2050
45.4 Geothermal DH, lar scale | Geothermal plant, electric heat pump, 2000 m, dh temp 80/40 degree - renewable heat - geothermal - large | Geothermal plant, electric heat pump, 2000 m, dh temp 80/40 degree | renewable heat | geothermal | large | Energy/technical data | Heat efficiency (net, name plate) [] | Heat efficiency | net, name plate | [] |  |  |  | lower | 2050
45.4 Geothermal DH, lar scale | Geothermal plant, electric heat pump, 2000 m, dh temp 80/40 degree - renewable heat - geothermal - large | Geothermal plant, electric heat pump, 2000 m, dh temp 80/40 degree | renewable heat | geothermal | large | Energy/technical data | Heat efficiency (net, name plate) [] | Heat efficiency | net, name plate | [] |  |  |  | upper | 2050
45.4 Geothermal DH, lar scale | Geothermal plant, electric heat pump, 2000 m, dh temp 80/40 degree - renewable heat - geothermal - large | Geothermal plant, electric heat pump, 2000 m, dh temp 80/40 degree | renewable heat | geothermal | large | Environment | CH4 [g/GJ_i] | CH4 |  | g/GJ_i |  |  |  | ctrl | 2020
45.4 Geothermal DH, lar scale | Geothermal plant, electric heat pump, 2000 m, dh temp 80/40 degree - renewable heat - geothermal - large | Geothermal plant, electric heat pump, 2000 m, dh temp 80/40 degree | renewable heat | geothermal | large | Environment | CH4 [g/GJ_i] | CH4 |  | g/GJ_i |  |  |  | ctrl | 2025
45.4 Geothermal DH, lar scale | Geothermal plant, electric heat pump, 2000 m, dh temp 80/40 degree - renewable heat - geothermal - large | Geothermal plant, electric heat pump, 2000 m, dh temp 80/40 degree | renewable heat | geothermal | large | Environment | CH4 [g/GJ_i] | CH4 |  | g/GJ_i |  |  |  | lower | 2025
45.4 Geothermal DH, lar scale | Geothermal plant, electric heat pump, 2000 m, dh temp 80/40 degree - renewable heat - geothermal - large | Geothermal plant, electric heat pump, 2000 m, dh temp 80/40 degree | renewable heat | geothermal | large | Environment | CH4 [g/GJ_i] | CH4 |  | g/GJ_i |  |  |  | upper | 2025
45.4 Geothermal DH, lar scale | Geothermal plant, electric heat pump, 2000 m, dh temp 80/40 degree - renewable heat - geothermal - large | Geothermal plant, electric heat pump, 2000 m, dh temp 80/40 degree | renewable heat | geothermal | large | Environment | CH4 [g/GJ_i] | CH4 |  | g/GJ_i |  |  |  | ctrl | 2030
45.4 Geothermal DH, lar scale | Geothermal plant, electric heat pump, 2000 m, dh temp 80/40 degree - renewable heat - geothermal - large | Geothermal plant, electric heat pump, 2000 m, dh temp 80/40 degree | renewable heat | geothermal | large | Environment | CH4 [g/GJ_i] | CH4 |  | g/GJ_i |  |  |  | ctrl | 2040
45.4 Geothermal DH, lar scale | Geothermal plant, electric heat pump, 2000 m, dh temp 80/40 degree - renewable heat - geothermal - large | Geothermal plant, electric heat pump, 2000 m, dh temp 80/40 degree | renewable heat | geothermal | large | Environment | CH4 [g/GJ_i] | CH4 |  | g/GJ_i |  |  |  | ctrl | 2050
45.4 Geothermal DH, lar scale | Geothermal plant, electric heat pump, 2000 m, dh temp 80/40 degree - renewable heat - geothermal - large | Geothermal plant, electric heat pump, 2000 m, dh temp 80/40 degree | renewable heat | geothermal | large | Environment | CH4 [g/GJ_i] | CH4 |  | g/GJ_i |  |  |  | lower | 2050
45.4 Geothermal DH, lar scale | Geothermal plant, electric heat pump, 2000 m, dh temp 80/40 degree - renewable heat - geothermal - large | Geothermal plant, electric heat pump, 2000 m, dh temp 80/40 degree | renewable heat | geothermal | large | Environment | CH4 [g/GJ_i] | CH4 |  | g/GJ_i |  |  |  | upper | 2050
45.4 Geothermal DH, lar scale | Geothermal plant, electric heat pump, 2000 m, dh temp 80/40 degree - renewable heat - geothermal - large | Geothermal plant, electric heat pump, 2000 m, dh temp 80/40 degree | renewable heat | geothermal | large | Environment | N2O [g/GJ_i] | N2O |  | g/GJ_i |  |  |  | ctrl | 2020
45.4 Geothermal DH, lar scale | Geothermal plant, electric heat pump, 2000 m, dh temp 80/40 degree - renewable heat - geothermal - large | Geothermal plant, electric heat pump, 2000 m, dh temp 80/40 degree | renewable heat | geothermal | large | Environment | N2O [g/GJ_i] | N2O |  | g/GJ_i |  |  |  | ctrl | 2025
45.4 Geothermal DH, lar scale | Geothermal plant, electric heat pump, 2000 m, dh temp 80/40 degree - renewable heat - geothermal - large | Geothermal plant, electric heat pump, 2000 m, dh temp 80/40 degree | renewable heat | geothermal | large | Environment | N2O [g/GJ_i] | N2O |  | g/GJ_i |  |  |  | lower | 2025
45.4 Geothermal DH, lar scale | Geothermal plant, electric heat pump, 2000 m, dh temp 80/40 degree - renewable heat - geothermal - large | Geothermal plant, electric heat pump, 2000 m, dh temp 80/40 degree | renewable heat | geothermal | large | Environment | N2O [g/GJ_i] | N2O |  | g/GJ_i |  |  |  | upper | 2025
45.4 Geothermal DH, lar scale | Geothermal plant, electric heat pump, 2000 m, dh temp 80/40 degree - renewable heat - geothermal - large | Geothermal plant, electric heat pump, 2000 m, dh temp 80/40 degree | renewable heat | geothermal | large | Environment | N2O [g/GJ_i] | N2O |  | g/GJ_i |  |  |  | ctrl | 2030
45.4 Geothermal DH, lar scale | Geothermal plant, electric heat pump, 2000 m, dh temp 80/40 degree - renewable heat - geothermal - large | Geothermal plant, electric heat pump, 2000 m, dh temp 80/40 degree | renewable heat | geothermal | large | Environment | N2O [g/GJ_i] | N2O |  | g/GJ_i |  |  |  | ctrl | 2040
45.4 Geothermal DH, lar scale | Geothermal plant, electric heat pump, 2000 m, dh temp 80/40 degree - renewable heat - geothermal - large | Geothermal plant, electric heat pump, 2000 m, dh temp 80/40 degree | renewable heat | geothermal | large | Environment | N2O [g/GJ_i] | N2O |  | g/GJ_i |  |  |  | ctrl | 2050
45.4 Geothermal DH, lar scale | Geothermal plant, electric heat pump, 2000 m, dh temp 80/40 degree - renewable heat - geothermal - large | Geothermal plant, electric heat pump, 2000 m, dh temp 80/40 degree | renewable heat | geothermal | large | Environment | N2O [g/GJ_i] | N2O |  | g/GJ_i |  |  |  | lower | 2050
45.4 Geothermal DH, lar scale | Geothermal plant, electric heat pump, 2000 m, dh temp 80/40 degree - renewable heat - geothermal - large | Geothermal plant, electric heat pump, 2000 m, dh temp 80/40 degree | renewable heat | geothermal | large | Environment | N2O [g/GJ_i] | N2O |  | g/GJ_i |  |  |  | upper | 2050
45.4 Geothermal DH, lar scale | Geothermal plant, electric heat pump, 2000 m, dh temp 80/40 degree - renewable heat - geothermal - large | Geothermal plant, electric heat pump, 2000 m, dh temp 80/40 degree | renewable heat | geothermal | large | Environment | NOX [g/GJ_i] | NOX |  | g/GJ_i |  |  |  | ctrl | 2020
45.4 Geothermal DH, lar scale | Geothermal plant, electric heat pump, 2000 m, dh temp 80/40 degree - renewable heat - geothermal - large | Geothermal plant, electric heat pump, 2000 m, dh temp 80/40 degree | renewable heat | geothermal | large | Environment | NOX [g/GJ_i] | NOX |  | g/GJ_i |  |  |  | ctrl | 2025
45.4 Geothermal DH, lar scale | Geothermal plant, electric heat pump, 2000 m, dh temp 80/40 degree - renewable heat - geothermal - large | Geothermal plant, electric heat pump, 2000 m, dh temp 80/40 degree | renewable heat | geothermal | large | Environment | NOX [g/GJ_i] | NOX |  | g/GJ_i |  |  |  | lower | 2025
45.4 Geothermal DH, lar scale | Geothermal plant, electric heat pump, 2000 m, dh temp 80/40 degree - renewable heat - geothermal - large | Geothermal plant, electric heat pump, 2000 m, dh temp 80/40 degree | renewable heat | geothermal | large | Environment | NOX [g/GJ_i] | NOX |  | g/GJ_i |  |  |  | upper | 2025
45.4 Geothermal DH, lar scale | Geothermal plant, electric heat pump, 2000 m, dh temp 80/40 degree - renewable heat - geothermal - large | Geothermal plant, electric heat pump, 2000 m, dh temp 80/40 degree | renewable heat | geothermal | large | Environment | NOX [g/GJ_i] | NOX |  | g/GJ_i |  |  |  | ctrl | 2030
45.4 Geothermal DH, lar scale | Geothermal plant, electric heat pump, 2000 m, dh temp 80/40 degree - renewable heat - geothermal - large | Geothermal plant, electric heat pump, 2000 m, dh temp 80/40 degree | renewable heat | geothermal | large | Environment | NOX [g/GJ_i] | NOX |  | g/GJ_i |  |  |  | ctrl | 2040
45.4 Geothermal DH, lar scale | Geothermal plant, electric heat pump, 2000 m, dh temp 80/40 degree - renewable heat - geothermal - large | Geothermal plant, electric heat pump, 2000 m, dh temp 80/40 degree | renewable heat | geothermal | large | Environment | NOX [g/GJ_i] | NOX |  | g/GJ_i |  |  |  | ctrl | 2050
45.4 Geothermal DH, lar scale | Geothermal plant, electric heat pump, 2000 m, dh temp 80/40 degree - renewable heat - geothermal - large | Geothermal plant, electric heat pump, 2000 m, dh temp 80/40 degree | renewable heat | geothermal | large | Environment | NOX [g/GJ_i] | NOX |  | g/GJ_i |  |  |  | lower | 2050
45.4 Geothermal DH, lar scale | Geothermal plant, electric heat pump, 2000 m, dh temp 80/40 degree - renewable heat - geothermal - large | Geothermal plant, electric heat pump, 2000 m, dh temp 80/40 degree | renewable heat | geothermal | large | Environment | NOX [g/GJ_i] | NOX |  | g/GJ_i |  |  |  | upper | 2050
45.4 Geothermal DH, lar scale | Geothermal plant, electric heat pump, 2000 m, dh temp 80/40 degree - renewable heat - geothermal - large | Geothermal plant, electric heat pump, 2000 m, dh temp 80/40 degree | renewable heat | geothermal | large | Environment | Particles [g/GJ_i] | Particles |  | g/GJ_i |  |  |  | ctrl | 2020
45.4 Geothermal DH, lar scale | Geothermal plant, electric heat pump, 2000 m, dh temp 80/40 degree - renewable heat - geothermal - large | Geothermal plant, electric heat pump, 2000 m, dh temp 80/40 degree | renewable heat | geothermal | large | Environment | Particles [g/GJ_i] | Particles |  | g/GJ_i |  |  |  | ctrl | 2025
45.4 Geothermal DH, lar scale | Geothermal plant, electric heat pump, 2000 m, dh temp 80/40 degree - renewable heat - geothermal - large | Geothermal plant, electric heat pump, 2000 m, dh temp 80/40 degree | renewable heat | geothermal | large | Environment | Particles [g/GJ_i] | Particles |  | g/GJ_i |  |  |  | lower | 2025
45.4 Geothermal DH, lar scale | Geothermal plant, electric heat pump, 2000 m, dh temp 80/40 degree - renewable heat - geothermal - large | Geothermal plant, electric heat pump, 2000 m, dh temp 80/40 degree | renewable heat | geothermal | large | Environment | Particles [g/GJ_i] | Particles |  | g/GJ_i |  |  |  | upper | 2025
45.4 Geothermal DH, lar scale | Geothermal plant, electric heat pump, 2000 m, dh temp 80/40 degree - renewable heat - geothermal - large | Geothermal plant, electric heat pump, 2000 m, dh temp 80/40 degree | renewable heat | geothermal | large | Environment | Particles [g/GJ_i] | Particles |  | g/GJ_i |  |  |  | ctrl | 2030
45.4 Geothermal DH, lar scale | Geothermal plant, electric heat pump, 2000 m, dh temp 80/40 degree - renewable heat - geothermal - large | Geothermal plant, electric heat pump, 2000 m, dh temp 80/40 degree | renewable heat | geothermal | large | Environment | Particles [g/GJ_i] | Particles |  | g/GJ_i |  |  |  | ctrl | 2040
45.4 Geothermal DH, lar scale | Geothermal plant, electric heat pump, 2000 m, dh temp 80/40 degree - renewable heat - geothermal - large | Geothermal plant, electric heat pump, 2000 m, dh temp 80/40 degree | renewable heat | geothermal | large | Environment | Particles [g/GJ_i] | Particles |  | g/GJ_i |  |  |  | ctrl | 2050
45.4 Geothermal DH, lar scale | Geothermal plant, electric heat pump, 2000 m, dh temp 80/40 degree - renewable heat - geothermal - large | Geothermal plant, electric heat pump, 2000 m, dh temp 80/40 degree | renewable heat | geothermal | large | Environment | Particles [g/GJ_i] | Particles |  | g/GJ_i |  |  |  | lower | 2050
45.4 Geothermal DH, lar scale | Geothermal plant, electric heat pump, 2000 m, dh temp 80/40 degree - renewable heat - geothermal - large | Geothermal plant, electric heat pump, 2000 m, dh temp 80/40 degree | renewable heat | geothermal | large | Environment | Particles [g/GJ_i] | Particles |  | g/GJ_i |  |  |  | upper | 2050
45.4 Geothermal DH, lar scale | Geothermal plant, electric heat pump, 2000 m, dh temp 80/40 degree - renewable heat - geothermal - large | Geothermal plant, electric heat pump, 2000 m, dh temp 80/40 degree | renewable heat | geothermal | large | Environment | SO2 (degree of desulphuring) [] | SO2 | degree of desulphuring | [] |  |  |  | ctrl | 2020
45.4 Geothermal DH, lar scale | Geothermal plant, electric heat pump, 2000 m, dh temp 80/40 degree - renewable heat - geothermal - large | Geothermal plant, electric heat pump, 2000 m, dh temp 80/40 degree | renewable heat | geothermal | large | Environment | SO2 (degree of desulphuring) [] | SO2 | degree of desulphuring | [] |  |  |  | ctrl | 2025
45.4 Geothermal DH, lar scale | Geothermal plant, electric heat pump, 2000 m, dh temp 80/40 degree - renewable heat - geothermal - large | Geothermal plant, electric heat pump, 2000 m, dh temp 80/40 degree | renewable heat | geothermal | large | Environment | SO2 (degree of desulphuring) [] | SO2 | degree of desulphuring | [] |  |  |  | lower | 2025
45.4 Geothermal DH, lar scale | Geothermal plant, electric heat pump, 2000 m, dh temp 80/40 degree - renewable heat - geothermal - large | Geothermal plant, electric heat pump, 2000 m, dh temp 80/40 degree | renewable heat | geothermal | large | Environment | SO2 (degree of desulphuring) [] | SO2 | degree of desulphuring | [] |  |  |  | upper | 2025
45.4 Geothermal DH, lar scale | Geothermal plant, electric heat pump, 2000 m, dh temp 80/40 degree - renewable heat - geothermal - large | Geothermal plant, electric heat pump, 2000 m, dh temp 80/40 degree | renewable heat | geothermal | large | Environment | SO2 (degree of desulphuring) [] | SO2 | degree of desulphuring | [] |  |  |  | ctrl | 2030
45.4 Geothermal DH, lar scale | Geothermal plant, electric heat pump, 2000 m, dh temp 80/40 degree - renewable heat - geothermal - large | Geothermal plant, electric heat pump, 2000 m, dh temp 80/40 degree | renewable heat | geothermal | large | Environment | SO2 (degree of desulphuring) [] | SO2 | degree of desulphuring | [] |  |  |  | ctrl | 2040
45.4 Geothermal DH, lar scale | Geothermal plant, electric heat pump, 2000 m, dh temp 80/40 degree - renewable heat - geothermal - large | Geothermal plant, electric heat pump, 2000 m, dh temp 80/40 degree | renewable heat | geothermal | large | Environment | SO2 (degree of desulphuring) [] | SO2 | degree of desulphuring | [] |  |  |  | ctrl | 2050
45.4 Geothermal DH, lar scale | Geothermal plant, electric heat pump, 2000 m, dh temp 80/40 degree - renewable heat - geothermal - large | Geothermal plant, electric heat pump, 2000 m, dh temp 80/40 degree | renewable heat | geothermal | large | Environment | SO2 (degree of desulphuring) [] | SO2 | degree of desulphuring | [] |  |  |  | lower | 2050
45.4 Geothermal DH, lar scale | Geothermal plant, electric heat pump, 2000 m, dh temp 80/40 degree - renewable heat - geothermal - large | Geothermal plant, electric heat pump, 2000 m, dh temp 80/40 degree | renewable heat | geothermal | large | Environment | SO2 (degree of desulphuring) [] | SO2 | degree of desulphuring | [] |  |  |  | upper | 2050
45.4 Geothermal DH, lar scale | Geothermal plant, electric heat pump, 2000 m, dh temp 80/40 degree - renewable heat - geothermal - large | Geothermal plant, electric heat pump, 2000 m, dh temp 80/40 degree | renewable heat | geothermal | large | Financial data | Nominal investment (heatpump, installation incl) [2020-MEUR/MW_h] | Nominal investment | heatpump, installation incl | MEUR/MW_h | 2020 | J | 2, 4 | ctrl | 2020 | 0.26823
45.4 Geothermal DH, lar scale | Geothermal plant, electric heat pump, 2000 m, dh temp 80/40 degree - renewable heat - geothermal - large | Geothermal plant, electric heat pump, 2000 m, dh temp 80/40 degree | renewable heat | geothermal | large | Financial data | Nominal investment (heatpump, installation incl) [2020-MEUR/MW_h] | Nominal investment | heatpump, installation incl | MEUR/MW_h | 2020 | J | 2, 4 | ctrl | 2025 | 0.26094
45.4 Geothermal DH, lar scale | Geothermal plant, electric heat pump, 2000 m, dh temp 80/40 degree - renewable heat - geothermal - large | Geothermal plant, electric heat pump, 2000 m, dh temp 80/40 degree | renewable heat | geothermal | large | Financial data | Nominal investment (heatpump, installation incl) [2020-MEUR/MW_h] | Nominal investment | heatpump, installation incl | MEUR/MW_h | 2020 | J | 2, 4 | lower | 2025 | 0.2218
45.4 Geothermal DH, lar scale | Geothermal plant, electric heat pump, 2000 m, dh temp 80/40 degree - renewable heat - geothermal - large | Geothermal plant, electric heat pump, 2000 m, dh temp 80/40 degree | renewable heat | geothermal | large | Financial data | Nominal investment (heatpump, installation incl) [2020-MEUR/MW_h] | Nominal investment | heatpump, installation incl | MEUR/MW_h | 2020 | J | 2, 4 | upper | 2025 | 0.30008
45.4 Geothermal DH, lar scale | Geothermal plant, electric heat pump, 2000 m, dh temp 80/40 degree - renewable heat - geothermal - large | Geothermal plant, electric heat pump, 2000 m, dh temp 80/40 degree | renewable heat | geothermal | large | Financial data | Nominal investment (heatpump, installation incl) [2020-MEUR/MW_h] | Nominal investment | heatpump, installation incl | MEUR/MW_h | 2020 | J | 2, 4 | ctrl | 2030 | 0.25384
45.4 Geothermal DH, lar scale | Geothermal plant, electric heat pump, 2000 m, dh temp 80/40 degree - renewable heat - geothermal - large | Geothermal plant, electric heat pump, 2000 m, dh temp 80/40 degree | renewable heat | geothermal | large | Financial data | Nominal investment (heatpump, installation incl) [2020-MEUR/MW_h] | Nominal investment | heatpump, installation incl | MEUR/MW_h | 2020 | J | 2, 4 | ctrl | 2040 | 0.24694
45.4 Geothermal DH, lar scale | Geothermal plant, electric heat pump, 2000 m, dh temp 80/40 degree - renewable heat - geothermal - large | Geothermal plant, electric heat pump, 2000 m, dh temp 80/40 degree | renewable heat | geothermal | large | Financial data | Nominal investment (heatpump, installation incl) [2020-MEUR/MW_h] | Nominal investment | heatpump, installation incl | MEUR/MW_h | 2020 | J | 2, 4 | ctrl | 2050 | 0.24023
45.4 Geothermal DH, lar scale | Geothermal plant, electric heat pump, 2000 m, dh temp 80/40 degree - renewable heat - geothermal - large | Geothermal plant, electric heat pump, 2000 m, dh temp 80/40 degree | renewable heat | geothermal | large | Financial data | Nominal investment (heatpump, installation incl) [2020-MEUR/MW_h] | Nominal investment | heatpump, installation incl | MEUR/MW_h | 2020 | J | 2, 4 | lower | 2050 | 0.20419
45.4 Geothermal DH, lar scale | Geothermal plant, electric heat pump, 2000 m, dh temp 80/40 degree - renewable heat - geothermal - large | Geothermal plant, electric heat pump, 2000 m, dh temp 80/40 degree | renewable heat | geothermal | large | Financial data | Nominal investment (heatpump, installation incl) [2020-MEUR/MW_h] | Nominal investment | heatpump, installation incl | MEUR/MW_h | 2020 | J | 2, 4 | upper | 2050 | 0.27626
45.4 Geothermal DH, lar scale | Geothermal plant, electric heat pump, 2000 m, dh temp 80/40 degree - renewable heat - geothermal - large | Geothermal plant, electric heat pump, 2000 m, dh temp 80/40 degree | renewable heat | geothermal | large | Financial data | Nominal investment (surface installation excl. heatpump) [2020-MEUR/MW_h] | Nominal investment | surface installation excl. heatpump | MEUR/MW_h | 2020 | J |  | ctrl | 2020 | 0.40235
45.4 Geothermal DH, lar scale | Geothermal plant, electric heat pump, 2000 m, dh temp 80/40 degree - renewable heat - geothermal - large | Geothermal plant, electric heat pump, 2000 m, dh temp 80/40 degree | renewable heat | geothermal | large | Financial data | Nominal investment (surface installation excl. heatpump) [2020-MEUR/MW_h] | Nominal investment | surface installation excl. heatpump | MEUR/MW_h | 2020 | J |  | ctrl | 2025 | 0.39141
45.4 Geothermal DH, lar scale | Geothermal plant, electric heat pump, 2000 m, dh temp 80/40 degree - renewable heat - geothermal - large | Geothermal plant, electric heat pump, 2000 m, dh temp 80/40 degree | renewable heat | geothermal | large | Financial data | Nominal investment (surface installation excl. heatpump) [2020-MEUR/MW_h] | Nominal investment | surface installation excl. heatpump | MEUR/MW_h | 2020 | J |  | lower | 2025 | 0.3327
45.4 Geothermal DH, lar scale | Geothermal plant, electric heat pump, 2000 m, dh temp 80/40 degree - renewable heat - geothermal - large | Geothermal plant, electric heat pump, 2000 m, dh temp 80/40 degree | renewable heat | geothermal | large | Financial data | Nominal investment (surface installation excl. heatpump) [2020-MEUR/MW_h] | Nominal investment | surface installation excl. heatpump | MEUR/MW_h | 2020 | J |  | upper | 2025 | 0.45012
45.4 Geothermal DH, lar scale | Geothermal plant, electric heat pump, 2000 m, dh temp 80/40 degree - renewable heat - geothermal - large | Geothermal plant, electric heat pump, 2000 m, dh temp 80/40 degree | renewable heat | geothermal | large | Financial data | Nominal investment (surface installation excl. heatpump) [2020-MEUR/MW_h] | Nominal investment | surface installation excl. heatpump | MEUR/MW_h | 2020 | J |  | ctrl | 2030 | 0.38077
45.4 Geothermal DH, lar scale | Geothermal plant, electric heat pump, 2000 m, dh temp 80/40 degree - renewable heat - geothermal - large | Geothermal plant, electric heat pump, 2000 m, dh temp 80/40 degree | renewable heat | geothermal | large | Financial data | Nominal investment (surface installation excl. heatpump) [2020-MEUR/MW_h] | Nominal investment | surface installation excl. heatpump | MEUR/MW_h | 2020 | J |  | ctrl | 2040 | 0.37041
45.4 Geothermal DH, lar scale | Geothermal plant, electric heat pump, 2000 m, dh temp 80/40 degree - renewable heat - geothermal - large | Geothermal plant, electric heat pump, 2000 m, dh temp 80/40 degree | renewable heat | geothermal | large | Financial data | Nominal investment (surface installation excl. heatpump) [2020-MEUR/MW_h] | Nominal investment | surface installation excl. heatpump | MEUR/MW_h | 2020 | J |  | ctrl | 2050 | 0.36034
45.4 Geothermal DH, lar scale | Geothermal plant, electric heat pump, 2000 m, dh temp 80/40 degree - renewable heat - geothermal - large | Geothermal plant, electric heat pump, 2000 m, dh temp 80/40 degree | renewable heat | geothermal | large | Financial data | Nominal investment (surface installation excl. heatpump) [2020-MEUR/MW_h] | Nominal investment | surface installation excl. heatpump | MEUR/MW_h | 2020 | J |  | lower | 2050 | 0.30629
45.4 Geothermal DH, lar scale | Geothermal plant, electric heat pump, 2000 m, dh temp 80/40 degree - renewable heat - geothermal - large | Geothermal plant, electric heat pump, 2000 m, dh temp 80/40 degree | renewable heat | geothermal | large | Financial data | Nominal investment (surface installation excl. heatpump) [2020-MEUR/MW_h] | Nominal investment | surface installation excl. heatpump | MEUR/MW_h | 2020 | J |  | upper | 2050 | 0.41439
45.4 Geothermal DH, lar scale | Geothermal plant, electric heat pump, 2000 m, dh temp 80/40 degree - renewable heat - geothermal - large | Geothermal plant, electric heat pump, 2000 m, dh temp 80/40 degree | renewable heat | geothermal | large | Financial data | Nominal investment (wells and down hole eq.) [2020-MEUR/MW_h] | Nominal investment | wells and down hole eq. | MEUR/MW_h | 2020 |  | 2, 4 | ctrl | 2020 | 0.67059
45.4 Geothermal DH, lar scale | Geothermal plant, electric heat pump, 2000 m, dh temp 80/40 degree - renewable heat - geothermal - large | Geothermal plant, electric heat pump, 2000 m, dh temp 80/40 degree | renewable heat | geothermal | large | Financial data | Nominal investment (wells and down hole eq.) [2020-MEUR/MW_h] | Nominal investment | wells and down hole eq. | MEUR/MW_h | 2020 |  | 2, 4 | ctrl | 2025 | 0.65235
45.4 Geothermal DH, lar scale | Geothermal plant, electric heat pump, 2000 m, dh temp 80/40 degree - renewable heat - geothermal - large | Geothermal plant, electric heat pump, 2000 m, dh temp 80/40 degree | renewable heat | geothermal | large | Financial data | Nominal investment (wells and down hole eq.) [2020-MEUR/MW_h] | Nominal investment | wells and down hole eq. | MEUR/MW_h | 2020 |  | 2, 4 | lower | 2025 | 0.5545
45.4 Geothermal DH, lar scale | Geothermal plant, electric heat pump, 2000 m, dh temp 80/40 degree - renewable heat - geothermal - large | Geothermal plant, electric heat pump, 2000 m, dh temp 80/40 degree | renewable heat | geothermal | large | Financial data | Nominal investment (wells and down hole eq.) [2020-MEUR/MW_h] | Nominal investment | wells and down hole eq. | MEUR/MW_h | 2020 |  | 2, 4 | upper | 2025 | 0.7502
45.4 Geothermal DH, lar scale | Geothermal plant, electric heat pump, 2000 m, dh temp 80/40 degree - renewable heat - geothermal - large | Geothermal plant, electric heat pump, 2000 m, dh temp 80/40 degree | renewable heat | geothermal | large | Financial data | Nominal investment (wells and down hole eq.) [2020-MEUR/MW_h] | Nominal investment | wells and down hole eq. | MEUR/MW_h | 2020 |  | 2, 4 | ctrl | 2030 | 0.63461
45.4 Geothermal DH, lar scale | Geothermal plant, electric heat pump, 2000 m, dh temp 80/40 degree - renewable heat - geothermal - large | Geothermal plant, electric heat pump, 2000 m, dh temp 80/40 degree | renewable heat | geothermal | large | Financial data | Nominal investment (wells and down hole eq.) [2020-MEUR/MW_h] | Nominal investment | wells and down hole eq. | MEUR/MW_h | 2020 |  | 2, 4 | ctrl | 2040 | 0.61735
45.4 Geothermal DH, lar scale | Geothermal plant, electric heat pump, 2000 m, dh temp 80/40 degree - renewable heat - geothermal - large | Geothermal plant, electric heat pump, 2000 m, dh temp 80/40 degree | renewable heat | geothermal | large | Financial data | Nominal investment (wells and down hole eq.) [2020-MEUR/MW_h] | Nominal investment | wells and down hole eq. | MEUR/MW_h | 2020 |  | 2, 4 | ctrl | 2050 | 0.60056
45.4 Geothermal DH, lar scale | Geothermal plant, electric heat pump, 2000 m, dh temp 80/40 degree - renewable heat - geothermal - large | Geothermal plant, electric heat pump, 2000 m, dh temp 80/40 degree | renewable heat | geothermal | large | Financial data | Nominal investment (wells and down hole eq.) [2020-MEUR/MW_h] | Nominal investment | wells and down hole eq. | MEUR/MW_h | 2020 |  | 2, 4 | lower | 2050 | 0.51048
45.4 Geothermal DH, lar scale | Geothermal plant, electric heat pump, 2000 m, dh temp 80/40 degree - renewable heat - geothermal - large | Geothermal plant, electric heat pump, 2000 m, dh temp 80/40 degree | renewable heat | geothermal | large | Financial data | Nominal investment (wells and down hole eq.) [2020-MEUR/MW_h] | Nominal investment | wells and down hole eq. | MEUR/MW_h | 2020 |  | 2, 4 | upper | 2050 | 0.69065
45.4 Geothermal DH, lar scale | Geothermal plant, electric heat pump, 2000 m, dh temp 80/40 degree - renewable heat - geothermal - large | Geothermal plant, electric heat pump, 2000 m, dh temp 80/40 degree | renewable heat | geothermal | large | Financial data | Fixed O&M (*total) [2020-EUR/MW_h/y] | Fixed O&M | *total | EUR/MW_h/y | 2020 | E,J | 2, 4 | ctrl | 2020 | 18791.9463
45.4 Geothermal DH, lar scale | Geothermal plant, electric heat pump, 2000 m, dh temp 80/40 degree - renewable heat - geothermal - large | Geothermal plant, electric heat pump, 2000 m, dh temp 80/40 degree | renewable heat | geothermal | large | Financial data | Fixed O&M (*total) [2020-EUR/MW_h/y] | Fixed O&M | *total | EUR/MW_h/y | 2020 | E,J | 2, 4 | ctrl | 2025 | 18255.0336
45.4 Geothermal DH, lar scale | Geothermal plant, electric heat pump, 2000 m, dh temp 80/40 degree - renewable heat - geothermal - large | Geothermal plant, electric heat pump, 2000 m, dh temp 80/40 degree | renewable heat | geothermal | large | Financial data | Fixed O&M (*total) [2020-EUR/MW_h/y] | Fixed O&M | *total | EUR/MW_h/y | 2020 | E,J | 2, 4 | lower | 2025 | 15516.7785
45.4 Geothermal DH, lar scale | Geothermal plant, electric heat pump, 2000 m, dh temp 80/40 degree - renewable heat - geothermal - large | Geothermal plant, electric heat pump, 2000 m, dh temp 80/40 degree | renewable heat | geothermal | large | Financial data | Fixed O&M (*total) [2020-EUR/MW_h/y] | Fixed O&M | *total | EUR/MW_h/y | 2020 | E,J | 2, 4 | upper | 2025 | 20993.2886
45.4 Geothermal DH, lar scale | Geothermal plant, electric heat pump, 2000 m, dh temp 80/40 degree - renewable heat - geothermal - large | Geothermal plant, electric heat pump, 2000 m, dh temp 80/40 degree | renewable heat | geothermal | large | Financial data | Fixed O&M (*total) [2020-EUR/MW_h/y] | Fixed O&M | *total | EUR/MW_h/y | 2020 | E,J | 2, 4 | ctrl | 2030 | 17718.1208
45.4 Geothermal DH, lar scale | Geothermal plant, electric heat pump, 2000 m, dh temp 80/40 degree - renewable heat - geothermal - large | Geothermal plant, electric heat pump, 2000 m, dh temp 80/40 degree | renewable heat | geothermal | large | Financial data | Fixed O&M (*total) [2020-EUR/MW_h/y] | Fixed O&M | *total | EUR/MW_h/y | 2020 | E,J | 2, 4 | ctrl | 2040 | 17104.5062
45.4 Geothermal DH, lar scale | Geothermal plant, electric heat pump, 2000 m, dh temp 80/40 degree - renewable heat - geothermal - large | Geothermal plant, electric heat pump, 2000 m, dh temp 80/40 degree | renewable heat | geothermal | large | Financial data | Fixed O&M (*total) [2020-EUR/MW_h/y] | Fixed O&M | *total | EUR/MW_h/y | 2020 | E,J | 2, 4 | ctrl | 2050 | 16567.5935
45.4 Geothermal DH, lar scale | Geothermal plant, electric heat pump, 2000 m, dh temp 80/40 degree - renewable heat - geothermal - large | Geothermal plant, electric heat pump, 2000 m, dh temp 80/40 degree | renewable heat | geothermal | large | Financial data | Fixed O&M (*total) [2020-EUR/MW_h/y] | Fixed O&M | *total | EUR/MW_h/y | 2020 | E,J | 2, 4 | lower | 2050 | 14082.4545
45.4 Geothermal DH, lar scale | Geothermal plant, electric heat pump, 2000 m, dh temp 80/40 degree - renewable heat - geothermal - large | Geothermal plant, electric heat pump, 2000 m, dh temp 80/40 degree | renewable heat | geothermal | large | Financial data | Fixed O&M (*total) [2020-EUR/MW_h/y] | Fixed O&M | *total | EUR/MW_h/y | 2020 | E,J | 2, 4 | upper | 2050 | 19052.7325
45.4 Geothermal DH, lar scale | Geothermal plant, electric heat pump, 2000 m, dh temp 80/40 degree - renewable heat - geothermal - large | Geothermal plant, electric heat pump, 2000 m, dh temp 80/40 degree | renewable heat | geothermal | large | Financial data | Nominal investment (*total) [2020-MEUR/MW_h] | Nominal investment | *total | MEUR/MW_h | 2020 | C,K | 2, 4, 7 | ctrl | 2020 | 1.3412
45.4 Geothermal DH, lar scale | Geothermal plant, electric heat pump, 2000 m, dh temp 80/40 degree - renewable heat - geothermal - large | Geothermal plant, electric heat pump, 2000 m, dh temp 80/40 degree | renewable heat | geothermal | large | Financial data | Nominal investment (*total) [2020-MEUR/MW_h] | Nominal investment | *total | MEUR/MW_h | 2020 | C,K | 2, 4, 7 | ctrl | 2025 | 1.3047
45.4 Geothermal DH, lar scale | Geothermal plant, electric heat pump, 2000 m, dh temp 80/40 degree - renewable heat - geothermal - large | Geothermal plant, electric heat pump, 2000 m, dh temp 80/40 degree | renewable heat | geothermal | large | Financial data | Nominal investment (*total) [2020-MEUR/MW_h] | Nominal investment | *total | MEUR/MW_h | 2020 | C,K | 2, 4, 7 | lower | 2025 | 1.109
45.4 Geothermal DH, lar scale | Geothermal plant, electric heat pump, 2000 m, dh temp 80/40 degree - renewable heat - geothermal - large | Geothermal plant, electric heat pump, 2000 m, dh temp 80/40 degree | renewable heat | geothermal | large | Financial data | Nominal investment (*total) [2020-MEUR/MW_h] | Nominal investment | *total | MEUR/MW_h | 2020 | C,K | 2, 4, 7 | upper | 2025 | 1.5004
45.4 Geothermal DH, lar scale | Geothermal plant, electric heat pump, 2000 m, dh temp 80/40 degree - renewable heat - geothermal - large | Geothermal plant, electric heat pump, 2000 m, dh temp 80/40 degree | renewable heat | geothermal | large | Financial data | Nominal investment (*total) [2020-MEUR/MW_h] | Nominal investment | *total | MEUR/MW_h | 2020 | C,K | 2, 4, 7 | ctrl | 2030 | 1.2692
45.4 Geothermal DH, lar scale | Geothermal plant, electric heat pump, 2000 m, dh temp 80/40 degree - renewable heat - geothermal - large | Geothermal plant, electric heat pump, 2000 m, dh temp 80/40 degree | renewable heat | geothermal | large | Financial data | Nominal investment (*total) [2020-MEUR/MW_h] | Nominal investment | *total | MEUR/MW_h | 2020 | C,K | 2, 4, 7 | ctrl | 2040 | 1.2347
45.4 Geothermal DH, lar scale | Geothermal plant, electric heat pump, 2000 m, dh temp 80/40 degree - renewable heat - geothermal - large | Geothermal plant, electric heat pump, 2000 m, dh temp 80/40 degree | renewable heat | geothermal | large | Financial data | Nominal investment (*total) [2020-MEUR/MW_h] | Nominal investment | *total | MEUR/MW_h | 2020 | C,K | 2, 4, 7 | ctrl | 2050 | 1.2011
45.4 Geothermal DH, lar scale | Geothermal plant, electric heat pump, 2000 m, dh temp 80/40 degree - renewable heat - geothermal - large | Geothermal plant, electric heat pump, 2000 m, dh temp 80/40 degree | renewable heat | geothermal | large | Financial data | Nominal investment (*total) [2020-MEUR/MW_h] | Nominal investment | *total | MEUR/MW_h | 2020 | C,K | 2, 4, 7 | lower | 2050 | 1.021
45.4 Geothermal DH, lar scale | Geothermal plant, electric heat pump, 2000 m, dh temp 80/40 degree - renewable heat - geothermal - large | Geothermal plant, electric heat pump, 2000 m, dh temp 80/40 degree | renewable heat | geothermal | large | Financial data | Nominal investment (*total) [2020-MEUR/MW_h] | Nominal investment | *total | MEUR/MW_h | 2020 | C,K | 2, 4, 7 | upper | 2050 | 1.3813
45.4 Geothermal DH, lar scale | Geothermal plant, electric heat pump, 2000 m, dh temp 80/40 degree - renewable heat - geothermal - large | Geothermal plant, electric heat pump, 2000 m, dh temp 80/40 degree | renewable heat | geothermal | large | Financial data | Startup cost [2020-EUR/MW_h/startup] | Startup cost |  | EUR/MW_h/startup | 2020 |  |  | ctrl | 2020
45.4 Geothermal DH, lar scale | Geothermal plant, electric heat pump, 2000 m, dh temp 80/40 degree - renewable heat - geothermal - large | Geothermal plant, electric heat pump, 2000 m, dh temp 80/40 degree | renewable heat | geothermal | large | Financial data | Startup cost [2020-EUR/MW_h/startup] | Startup cost |  | EUR/MW_h/startup | 2020 |  |  | ctrl | 2025
45.4 Geothermal DH, lar scale | Geothermal plant, electric heat pump, 2000 m, dh temp 80/40 degree - renewable heat - geothermal - large | Geothermal plant, electric heat pump, 2000 m, dh temp 80/40 degree | renewable heat | geothermal | large | Financial data | Startup cost [2020-EUR/MW_h/startup] | Startup cost |  | EUR/MW_h/startup | 2020 |  |  | lower | 2025
45.4 Geothermal DH, lar scale | Geothermal plant, electric heat pump, 2000 m, dh temp 80/40 degree - renewable heat - geothermal - large | Geothermal plant, electric heat pump, 2000 m, dh temp 80/40 degree | renewable heat | geothermal | large | Financial data | Startup cost [2020-EUR/MW_h/startup] | Startup cost |  | EUR/MW_h/startup | 2020 |  |  | upper | 2025
45.4 Geothermal DH, lar scale | Geothermal plant, electric heat pump, 2000 m, dh temp 80/40 degree - renewable heat - geothermal - large | Geothermal plant, electric heat pump, 2000 m, dh temp 80/40 degree | renewable heat | geothermal | large | Financial data | Startup cost [2020-EUR/MW_h/startup] | Startup cost |  | EUR/MW_h/startup | 2020 |  |  | ctrl | 2030
45.4 Geothermal DH, lar scale | Geothermal plant, electric heat pump, 2000 m, dh temp 80/40 degree - renewable heat - geothermal - large | Geothermal plant, electric heat pump, 2000 m, dh temp 80/40 degree | renewable heat | geothermal | large | Financial data | Startup cost [2020-EUR/MW_h/startup] | Startup cost |  | EUR/MW_h/startup | 2020 |  |  | ctrl | 2040
45.4 Geothermal DH, lar scale | Geothermal plant, electric heat pump, 2000 m, dh temp 80/40 degree - renewable heat - geothermal - large | Geothermal plant, electric heat pump, 2000 m, dh temp 80/40 degree | renewable heat | geothermal | large | Financial data | Startup cost [2020-EUR/MW_h/startup] | Startup cost |  | EUR/MW_h/startup | 2020 |  |  | ctrl | 2050
45.4 Geothermal DH, lar scale | Geothermal plant, electric heat pump, 2000 m, dh temp 80/40 degree - renewable heat - geothermal - large | Geothermal plant, electric heat pump, 2000 m, dh temp 80/40 degree | renewable heat | geothermal | large | Financial data | Startup cost [2020-EUR/MW_h/startup] | Startup cost |  | EUR/MW_h/startup | 2020 |  |  | lower | 2050
45.4 Geothermal DH, lar scale | Geothermal plant, electric heat pump, 2000 m, dh temp 80/40 degree - renewable heat - geothermal - large | Geothermal plant, electric heat pump, 2000 m, dh temp 80/40 degree | renewable heat | geothermal | large | Financial data | Startup cost [2020-EUR/MW_h/startup] | Startup cost |  | EUR/MW_h/startup | 2020 |  |  | upper | 2050
45.4 Geothermal DH, lar scale | Geothermal plant, electric heat pump, 2000 m, dh temp 80/40 degree - renewable heat - geothermal - large | Geothermal plant, electric heat pump, 2000 m, dh temp 80/40 degree | renewable heat | geothermal | large | Financial data | Variable O&M (*total) [2020-EUR/MWh_h] | Variable O&M | *total | EUR/MWh_h | 2020 | F,J | 2, 4 | ctrl | 2020 | 2.02
45.4 Geothermal DH, lar scale | Geothermal plant, electric heat pump, 2000 m, dh temp 80/40 degree - renewable heat - geothermal - large | Geothermal plant, electric heat pump, 2000 m, dh temp 80/40 degree | renewable heat | geothermal | large | Financial data | Variable O&M (*total) [2020-EUR/MWh_h] | Variable O&M | *total | EUR/MWh_h | 2020 | F,J | 2, 4 | ctrl | 2025 | 2.02
45.4 Geothermal DH, lar scale | Geothermal plant, electric heat pump, 2000 m, dh temp 80/40 degree - renewable heat - geothermal - large | Geothermal plant, electric heat pump, 2000 m, dh temp 80/40 degree | renewable heat | geothermal | large | Financial data | Variable O&M (*total) [2020-EUR/MWh_h] | Variable O&M | *total | EUR/MWh_h | 2020 | F,J | 2, 4 | lower | 2025 | 2.02
45.4 Geothermal DH, lar scale | Geothermal plant, electric heat pump, 2000 m, dh temp 80/40 degree - renewable heat - geothermal - large | Geothermal plant, electric heat pump, 2000 m, dh temp 80/40 degree | renewable heat | geothermal | large | Financial data | Variable O&M (*total) [2020-EUR/MWh_h] | Variable O&M | *total | EUR/MWh_h | 2020 | F,J | 2, 4 | upper | 2025 | 2.02
45.4 Geothermal DH, lar scale | Geothermal plant, electric heat pump, 2000 m, dh temp 80/40 degree - renewable heat - geothermal - large | Geothermal plant, electric heat pump, 2000 m, dh temp 80/40 degree | renewable heat | geothermal | large | Financial data | Variable O&M (*total) [2020-EUR/MWh_h] | Variable O&M | *total | EUR/MWh_h | 2020 | F,J | 2, 4 | ctrl | 2030 | 2.02
45.4 Geothermal DH, lar scale | Geothermal plant, electric heat pump, 2000 m, dh temp 80/40 degree - renewable heat - geothermal - large | Geothermal plant, electric heat pump, 2000 m, dh temp 80/40 degree | renewable heat | geothermal | large | Financial data | Variable O&M (*total) [2020-EUR/MWh_h] | Variable O&M | *total | EUR/MWh_h | 2020 | F,J | 2, 4 | ctrl | 2040 | 2.02
45.4 Geothermal DH, lar scale | Geothermal plant, electric heat pump, 2000 m, dh temp 80/40 degree - renewable heat - geothermal - large | Geothermal plant, electric heat pump, 2000 m, dh temp 80/40 degree | renewable heat | geothermal | large | Financial data | Variable O&M (*total) [2020-EUR/MWh_h] | Variable O&M | *total | EUR/MWh_h | 2020 | F,J | 2, 4 | ctrl | 2050 | 2.02
45.4 Geothermal DH, lar scale | Geothermal plant, electric heat pump, 2000 m, dh temp 80/40 degree - renewable heat - geothermal - large | Geothermal plant, electric heat pump, 2000 m, dh temp 80/40 degree | renewable heat | geothermal | large | Financial data | Variable O&M (*total) [2020-EUR/MWh_h] | Variable O&M | *total | EUR/MWh_h | 2020 | F,J | 2, 4 | lower | 2050 | 2.02
45.4 Geothermal DH, lar scale | Geothermal plant, electric heat pump, 2000 m, dh temp 80/40 degree - renewable heat - geothermal - large | Geothermal plant, electric heat pump, 2000 m, dh temp 80/40 degree | renewable heat | geothermal | large | Financial data | Variable O&M (*total) [2020-EUR/MWh_h] | Variable O&M | *total | EUR/MWh_h | 2020 | F,J | 2, 4 | upper | 2050 | 2.02
45.4 Geothermal DH, lar scale | Geothermal plant, electric heat pump, 2000 m, dh temp 80/40 degree - renewable heat - geothermal - large | Geothermal plant, electric heat pump, 2000 m, dh temp 80/40 degree | renewable heat | geothermal | large | Financial data | Variable O&M (electricity cost) [2020-EUR/MWh_h] | Variable O&M | electricity cost | EUR/MWh_h | 2020 | M |  | ctrl | 2020 | 0
45.4 Geothermal DH, lar scale | Geothermal plant, electric heat pump, 2000 m, dh temp 80/40 degree - renewable heat - geothermal - large | Geothermal plant, electric heat pump, 2000 m, dh temp 80/40 degree | renewable heat | geothermal | large | Financial data | Variable O&M (electricity cost) [2020-EUR/MWh_h] | Variable O&M | electricity cost | EUR/MWh_h | 2020 | M |  | ctrl | 2025 | 0
45.4 Geothermal DH, lar scale | Geothermal plant, electric heat pump, 2000 m, dh temp 80/40 degree - renewable heat - geothermal - large | Geothermal plant, electric heat pump, 2000 m, dh temp 80/40 degree | renewable heat | geothermal | large | Financial data | Variable O&M (electricity cost) [2020-EUR/MWh_h] | Variable O&M | electricity cost | EUR/MWh_h | 2020 | M |  | lower | 2025 | 0
45.4 Geothermal DH, lar scale | Geothermal plant, electric heat pump, 2000 m, dh temp 80/40 degree - renewable heat - geothermal - large | Geothermal plant, electric heat pump, 2000 m, dh temp 80/40 degree | renewable heat | geothermal | large | Financial data | Variable O&M (electricity cost) [2020-EUR/MWh_h] | Variable O&M | electricity cost | EUR/MWh_h | 2020 | M |  | upper | 2025 | 0
45.4 Geothermal DH, lar scale | Geothermal plant, electric heat pump, 2000 m, dh temp 80/40 degree - renewable heat - geothermal - large | Geothermal plant, electric heat pump, 2000 m, dh temp 80/40 degree | renewable heat | geothermal | large | Financial data | Variable O&M (electricity cost) [2020-EUR/MWh_h] | Variable O&M | electricity cost | EUR/MWh_h | 2020 | M |  | ctrl | 2030 | 0
45.4 Geothermal DH, lar scale | Geothermal plant, electric heat pump, 2000 m, dh temp 80/40 degree - renewable heat - geothermal - large | Geothermal plant, electric heat pump, 2000 m, dh temp 80/40 degree | renewable heat | geothermal | large | Financial data | Variable O&M (electricity cost) [2020-EUR/MWh_h] | Variable O&M | electricity cost | EUR/MWh_h | 2020 | M |  | ctrl | 2040 | 0
45.4 Geothermal DH, lar scale | Geothermal plant, electric heat pump, 2000 m, dh temp 80/40 degree - renewable heat - geothermal - large | Geothermal plant, electric heat pump, 2000 m, dh temp 80/40 degree | renewable heat | geothermal | large | Financial data | Variable O&M (electricity cost) [2020-EUR/MWh_h] | Variable O&M | electricity cost | EUR/MWh_h | 2020 | M |  | ctrl | 2050 | 0
45.4 Geothermal DH, lar scale | Geothermal plant, electric heat pump, 2000 m, dh temp 80/40 degree - renewable heat - geothermal - large | Geothermal plant, electric heat pump, 2000 m, dh temp 80/40 degree | renewable heat | geothermal | large | Financial data | Variable O&M (electricity cost) [2020-EUR/MWh_h] | Variable O&M | electricity cost | EUR/MWh_h | 2020 | M |  | lower | 2050 | 0
45.4 Geothermal DH, lar scale | Geothermal plant, electric heat pump, 2000 m, dh temp 80/40 degree - renewable heat - geothermal - large | Geothermal plant, electric heat pump, 2000 m, dh temp 80/40 degree | renewable heat | geothermal | large | Financial data | Variable O&M (electricity cost) [2020-EUR/MWh_h] | Variable O&M | electricity cost | EUR/MWh_h | 2020 | M |  | upper | 2050 | 0
45.4 Geothermal DH, lar scale | Geothermal plant, electric heat pump, 2000 m, dh temp 80/40 degree - renewable heat - geothermal - large | Geothermal plant, electric heat pump, 2000 m, dh temp 80/40 degree | renewable heat | geothermal | large | Financial data | Variable O&M (other O&M) [2020-EUR/MWh_h] | Variable O&M | other O&M | EUR/MWh_h | 2020 | F | 2, 4 | ctrl | 2020 | 2.02
45.4 Geothermal DH, lar scale | Geothermal plant, electric heat pump, 2000 m, dh temp 80/40 degree - renewable heat - geothermal - large | Geothermal plant, electric heat pump, 2000 m, dh temp 80/40 degree | renewable heat | geothermal | large | Financial data | Variable O&M (other O&M) [2020-EUR/MWh_h] | Variable O&M | other O&M | EUR/MWh_h | 2020 | F | 2, 4 | ctrl | 2025 | 2.02
45.4 Geothermal DH, lar scale | Geothermal plant, electric heat pump, 2000 m, dh temp 80/40 degree - renewable heat - geothermal - large | Geothermal plant, electric heat pump, 2000 m, dh temp 80/40 degree | renewable heat | geothermal | large | Financial data | Variable O&M (other O&M) [2020-EUR/MWh_h] | Variable O&M | other O&M | EUR/MWh_h | 2020 | F | 2, 4 | lower | 2025 | 2.02
45.4 Geothermal DH, lar scale | Geothermal plant, electric heat pump, 2000 m, dh temp 80/40 degree - renewable heat - geothermal - large | Geothermal plant, electric heat pump, 2000 m, dh temp 80/40 degree | renewable heat | geothermal | large | Financial data | Variable O&M (other O&M) [2020-EUR/MWh_h] | Variable O&M | other O&M | EUR/MWh_h | 2020 | F | 2, 4 | upper | 2025 | 3
45.4 Geothermal DH, lar scale | Geothermal plant, electric heat pump, 2000 m, dh temp 80/40 degree - renewable heat - geothermal - large | Geothermal plant, electric heat pump, 2000 m, dh temp 80/40 degree | renewable heat | geothermal | large | Financial data | Variable O&M (other O&M) [2020-EUR/MWh_h] | Variable O&M | other O&M | EUR/MWh_h | 2020 | F | 2, 4 | ctrl | 2030 | 2.02
45.4 Geothermal DH, lar scale | Geothermal plant, electric heat pump, 2000 m, dh temp 80/40 degree - renewable heat - geothermal - large | Geothermal plant, electric heat pump, 2000 m, dh temp 80/40 degree | renewable heat | geothermal | large | Financial data | Variable O&M (other O&M) [2020-EUR/MWh_h] | Variable O&M | other O&M | EUR/MWh_h | 2020 | F | 2, 4 | ctrl | 2040 | 2.02
45.4 Geothermal DH, lar scale | Geothermal plant, electric heat pump, 2000 m, dh temp 80/40 degree - renewable heat - geothermal - large | Geothermal plant, electric heat pump, 2000 m, dh temp 80/40 degree | renewable heat | geothermal | large | Financial data | Variable O&M (other O&M) [2020-EUR/MWh_h] | Variable O&M | other O&M | EUR/MWh_h | 2020 | F | 2, 4 | ctrl | 2050 | 2.02
45.4 Geothermal DH, lar scale | Geothermal plant, electric heat pump, 2000 m, dh temp 80/40 degree - renewable heat - geothermal - large | Geothermal plant, electric heat pump, 2000 m, dh temp 80/40 degree | renewable heat | geothermal | large | Financial data | Variable O&M (other O&M) [2020-EUR/MWh_h] | Variable O&M | other O&M | EUR/MWh_h | 2020 | F | 2, 4 | lower | 2050 | 2.02
45.4 Geothermal DH, lar scale | Geothermal plant, electric heat pump, 2000 m, dh temp 80/40 degree - renewable heat - geothermal - large | Geothermal plant, electric heat pump, 2000 m, dh temp 80/40 degree | renewable heat | geothermal | large | Financial data | Variable O&M (other O&M) [2020-EUR/MWh_h] | Variable O&M | other O&M | EUR/MWh_h | 2020 | F | 2, 4 | upper | 2050 | 3
45.4 Geothermal DH, lar scale | Geothermal plant, electric heat pump, 2000 m, dh temp 80/40 degree - renewable heat - geothermal - large | Geothermal plant, electric heat pump, 2000 m, dh temp 80/40 degree | renewable heat | geothermal | large | Regulation ability | Cold start-up time [hours] | Cold start-up time |  | hours |  |  | 3 | ctrl | 2020 | 10
45.4 Geothermal DH, lar scale | Geothermal plant, electric heat pump, 2000 m, dh temp 80/40 degree - renewable heat - geothermal - large | Geothermal plant, electric heat pump, 2000 m, dh temp 80/40 degree | renewable heat | geothermal | large | Regulation ability | Cold start-up time [hours] | Cold start-up time |  | hours |  |  | 3 | ctrl | 2025 | 10
45.4 Geothermal DH, lar scale | Geothermal plant, electric heat pump, 2000 m, dh temp 80/40 degree - renewable heat - geothermal - large | Geothermal plant, electric heat pump, 2000 m, dh temp 80/40 degree | renewable heat | geothermal | large | Regulation ability | Cold start-up time [hours] | Cold start-up time |  | hours |  |  | 3 | lower | 2025 | 10
45.4 Geothermal DH, lar scale | Geothermal plant, electric heat pump, 2000 m, dh temp 80/40 degree - renewable heat - geothermal - large | Geothermal plant, electric heat pump, 2000 m, dh temp 80/40 degree | renewable heat | geothermal | large | Regulation ability | Cold start-up time [hours] | Cold start-up time |  | hours |  |  | 3 | upper | 2025 | 10
45.4 Geothermal DH, lar scale | Geothermal plant, electric heat pump, 2000 m, dh temp 80/40 degree - renewable heat - geothermal - large | Geothermal plant, electric heat pump, 2000 m, dh temp 80/40 degree | renewable heat | geothermal | large | Regulation ability | Cold start-up time [hours] | Cold start-up time |  | hours |  |  | 3 | ctrl | 2030 | 10
45.4 Geothermal DH, lar scale | Geothermal plant, electric heat pump, 2000 m, dh temp 80/40 degree - renewable heat - geothermal - large | Geothermal plant, electric heat pump, 2000 m, dh temp 80/40 degree | renewable heat | geothermal | large | Regulation ability | Cold start-up time [hours] | Cold start-up time |  | hours |  |  | 3 | ctrl | 2040 | 10
45.4 Geothermal DH, lar scale | Geothermal plant, electric heat pump, 2000 m, dh temp 80/40 degree - renewable heat - geothermal - large | Geothermal plant, electric heat pump, 2000 m, dh temp 80/40 degree | renewable heat | geothermal | large | Regulation ability | Cold start-up time [hours] | Cold start-up time |  | hours |  |  | 3 | ctrl | 2050 | 10
45.4 Geothermal DH, lar scale | Geothermal plant, electric heat pump, 2000 m, dh temp 80/40 degree - renewable heat - geothermal - large | Geothermal plant, electric heat pump, 2000 m, dh temp 80/40 degree | renewable heat | geothermal | large | Regulation ability | Cold start-up time [hours] | Cold start-up time |  | hours |  |  | 3 | lower | 2050 | 10
45.4 Geothermal DH, lar scale | Geothermal plant, electric heat pump, 2000 m, dh temp 80/40 degree - renewable heat - geothermal - large | Geothermal plant, electric heat pump, 2000 m, dh temp 80/40 degree | renewable heat | geothermal | large | Regulation ability | Cold start-up time [hours] | Cold start-up time |  | hours |  |  | 3 | upper | 2050 | 10
45.4 Geothermal DH, lar scale | Geothermal plant, electric heat pump, 2000 m, dh temp 80/40 degree - renewable heat - geothermal - large | Geothermal plant, electric heat pump, 2000 m, dh temp 80/40 degree | renewable heat | geothermal | large | Regulation ability | Minimum load (of full load) [] | Minimum load | of full load | [] |  | H | 2; 5 | ctrl | 2020 | 0.2
45.4 Geothermal DH, lar scale | Geothermal plant, electric heat pump, 2000 m, dh temp 80/40 degree - renewable heat - geothermal - large | Geothermal plant, electric heat pump, 2000 m, dh temp 80/40 degree | renewable heat | geothermal | large | Regulation ability | Minimum load (of full load) [] | Minimum load | of full load | [] |  | H | 2; 5 | ctrl | 2025 | 0.2
45.4 Geothermal DH, lar scale | Geothermal plant, electric heat pump, 2000 m, dh temp 80/40 degree - renewable heat - geothermal - large | Geothermal plant, electric heat pump, 2000 m, dh temp 80/40 degree | renewable heat | geothermal | large | Regulation ability | Minimum load (of full load) [] | Minimum load | of full load | [] |  | H | 2; 5 | lower | 2025 | 0.2
45.4 Geothermal DH, lar scale | Geothermal plant, electric heat pump, 2000 m, dh temp 80/40 degree - renewable heat - geothermal - large | Geothermal plant, electric heat pump, 2000 m, dh temp 80/40 degree | renewable heat | geothermal | large | Regulation ability | Minimum load (of full load) [] | Minimum load | of full load | [] |  | H | 2; 5 | upper | 2025 | 0.2
45.4 Geothermal DH, lar scale | Geothermal plant, electric heat pump, 2000 m, dh temp 80/40 degree - renewable heat - geothermal - large | Geothermal plant, electric heat pump, 2000 m, dh temp 80/40 degree | renewable heat | geothermal | large | Regulation ability | Minimum load (of full load) [] | Minimum load | of full load | [] |  | H | 2; 5 | ctrl | 2030 | 0.2
45.4 Geothermal DH, lar scale | Geothermal plant, electric heat pump, 2000 m, dh temp 80/40 degree - renewable heat - geothermal - large | Geothermal plant, electric heat pump, 2000 m, dh temp 80/40 degree | renewable heat | geothermal | large | Regulation ability | Minimum load (of full load) [] | Minimum load | of full load | [] |  | H | 2; 5 | ctrl | 2040 | 0.2
45.4 Geothermal DH, lar scale | Geothermal plant, electric heat pump, 2000 m, dh temp 80/40 degree - renewable heat - geothermal - large | Geothermal plant, electric heat pump, 2000 m, dh temp 80/40 degree | renewable heat | geothermal | large | Regulation ability | Minimum load (of full load) [] | Minimum load | of full load | [] |  | H | 2; 5 | ctrl | 2050 | 0.2
45.4 Geothermal DH, lar scale | Geothermal plant, electric heat pump, 2000 m, dh temp 80/40 degree - renewable heat - geothermal - large | Geothermal plant, electric heat pump, 2000 m, dh temp 80/40 degree | renewable heat | geothermal | large | Regulation ability | Minimum load (of full load) [] | Minimum load | of full load | [] |  | H | 2; 5 | lower | 2050 | 0.2
45.4 Geothermal DH, lar scale | Geothermal plant, electric heat pump, 2000 m, dh temp 80/40 degree - renewable heat - geothermal - large | Geothermal plant, electric heat pump, 2000 m, dh temp 80/40 degree | renewable heat | geothermal | large | Regulation ability | Minimum load (of full load) [] | Minimum load | of full load | [] |  | H | 2; 5 | upper | 2050 | 0.2
45.4 Geothermal DH, lar scale | Geothermal plant, electric heat pump, 2000 m, dh temp 80/40 degree - renewable heat - geothermal - large | Geothermal plant, electric heat pump, 2000 m, dh temp 80/40 degree | renewable heat | geothermal | large | Regulation ability | Primary regulation (of full load, per 30 seconds) [] | Primary regulation | of full load, per 30 seconds | [] |  |  |  | ctrl | 2020
45.4 Geothermal DH, lar scale | Geothermal plant, electric heat pump, 2000 m, dh temp 80/40 degree - renewable heat - geothermal - large | Geothermal plant, electric heat pump, 2000 m, dh temp 80/40 degree | renewable heat | geothermal | large | Regulation ability | Primary regulation (of full load, per 30 seconds) [] | Primary regulation | of full load, per 30 seconds | [] |  |  |  | ctrl | 2025
45.4 Geothermal DH, lar scale | Geothermal plant, electric heat pump, 2000 m, dh temp 80/40 degree - renewable heat - geothermal - large | Geothermal plant, electric heat pump, 2000 m, dh temp 80/40 degree | renewable heat | geothermal | large | Regulation ability | Primary regulation (of full load, per 30 seconds) [] | Primary regulation | of full load, per 30 seconds | [] |  |  |  | lower | 2025
45.4 Geothermal DH, lar scale | Geothermal plant, electric heat pump, 2000 m, dh temp 80/40 degree - renewable heat - geothermal - large | Geothermal plant, electric heat pump, 2000 m, dh temp 80/40 degree | renewable heat | geothermal | large | Regulation ability | Primary regulation (of full load, per 30 seconds) [] | Primary regulation | of full load, per 30 seconds | [] |  |  |  | upper | 2025
45.4 Geothermal DH, lar scale | Geothermal plant, electric heat pump, 2000 m, dh temp 80/40 degree - renewable heat - geothermal - large | Geothermal plant, electric heat pump, 2000 m, dh temp 80/40 degree | renewable heat | geothermal | large | Regulation ability | Primary regulation (of full load, per 30 seconds) [] | Primary regulation | of full load, per 30 seconds | [] |  |  |  | ctrl | 2030
45.4 Geothermal DH, lar scale | Geothermal plant, electric heat pump, 2000 m, dh temp 80/40 degree - renewable heat - geothermal - large | Geothermal plant, electric heat pump, 2000 m, dh temp 80/40 degree | renewable heat | geothermal | large | Regulation ability | Primary regulation (of full load, per 30 seconds) [] | Primary regulation | of full load, per 30 seconds | [] |  |  |  | ctrl | 2040
45.4 Geothermal DH, lar scale | Geothermal plant, electric heat pump, 2000 m, dh temp 80/40 degree - renewable heat - geothermal - large | Geothermal plant, electric heat pump, 2000 m, dh temp 80/40 degree | renewable heat | geothermal | large | Regulation ability | Primary regulation (of full load, per 30 seconds) [] | Primary regulation | of full load, per 30 seconds | [] |  |  |  | ctrl | 2050
45.4 Geothermal DH, lar scale | Geothermal plant, electric heat pump, 2000 m, dh temp 80/40 degree - renewable heat - geothermal - large | Geothermal plant, electric heat pump, 2000 m, dh temp 80/40 degree | renewable heat | geothermal | large | Regulation ability | Primary regulation (of full load, per 30 seconds) [] | Primary regulation | of full load, per 30 seconds | [] |  |  |  | lower | 2050
45.4 Geothermal DH, lar scale | Geothermal plant, electric heat pump, 2000 m, dh temp 80/40 degree - renewable heat - geothermal - large | Geothermal plant, electric heat pump, 2000 m, dh temp 80/40 degree | renewable heat | geothermal | large | Regulation ability | Primary regulation (of full load, per 30 seconds) [] | Primary regulation | of full load, per 30 seconds | [] |  |  |  | upper | 2050
45.4 Geothermal DH, lar scale | Geothermal plant, electric heat pump, 2000 m, dh temp 80/40 degree - renewable heat - geothermal - large | Geothermal plant, electric heat pump, 2000 m, dh temp 80/40 degree | renewable heat | geothermal | large | Regulation ability | Secondary regulation (of full load, per minute) [] | Secondary regulation | of full load, per minute | [] |  |  |  | ctrl | 2020
45.4 Geothermal DH, lar scale | Geothermal plant, electric heat pump, 2000 m, dh temp 80/40 degree - renewable heat - geothermal - large | Geothermal plant, electric heat pump, 2000 m, dh temp 80/40 degree | renewable heat | geothermal | large | Regulation ability | Secondary regulation (of full load, per minute) [] | Secondary regulation | of full load, per minute | [] |  |  |  | ctrl | 2025
45.4 Geothermal DH, lar scale | Geothermal plant, electric heat pump, 2000 m, dh temp 80/40 degree - renewable heat - geothermal - large | Geothermal plant, electric heat pump, 2000 m, dh temp 80/40 degree | renewable heat | geothermal | large | Regulation ability | Secondary regulation (of full load, per minute) [] | Secondary regulation | of full load, per minute | [] |  |  |  | lower | 2025
45.4 Geothermal DH, lar scale | Geothermal plant, electric heat pump, 2000 m, dh temp 80/40 degree - renewable heat - geothermal - large | Geothermal plant, electric heat pump, 2000 m, dh temp 80/40 degree | renewable heat | geothermal | large | Regulation ability | Secondary regulation (of full load, per minute) [] | Secondary regulation | of full load, per minute | [] |  |  |  | upper | 2025
45.4 Geothermal DH, lar scale | Geothermal plant, electric heat pump, 2000 m, dh temp 80/40 degree - renewable heat - geothermal - large | Geothermal plant, electric heat pump, 2000 m, dh temp 80/40 degree | renewable heat | geothermal | large | Regulation ability | Secondary regulation (of full load, per minute) [] | Secondary regulation | of full load, per minute | [] |  |  |  | ctrl | 2030
45.4 Geothermal DH, lar scale | Geothermal plant, electric heat pump, 2000 m, dh temp 80/40 degree - renewable heat - geothermal - large | Geothermal plant, electric heat pump, 2000 m, dh temp 80/40 degree | renewable heat | geothermal | large | Regulation ability | Secondary regulation (of full load, per minute) [] | Secondary regulation | of full load, per minute | [] |  |  |  | ctrl | 2040
45.4 Geothermal DH, lar scale | Geothermal plant, electric heat pump, 2000 m, dh temp 80/40 degree - renewable heat - geothermal - large | Geothermal plant, electric heat pump, 2000 m, dh temp 80/40 degree | renewable heat | geothermal | large | Regulation ability | Secondary regulation (of full load, per minute) [] | Secondary regulation | of full load, per minute | [] |  |  |  | ctrl | 2050
45.4 Geothermal DH, lar scale | Geothermal plant, electric heat pump, 2000 m, dh temp 80/40 degree - renewable heat - geothermal - large | Geothermal plant, electric heat pump, 2000 m, dh temp 80/40 degree | renewable heat | geothermal | large | Regulation ability | Secondary regulation (of full load, per minute) [] | Secondary regulation | of full load, per minute | [] |  |  |  | lower | 2050
45.4 Geothermal DH, lar scale | Geothermal plant, electric heat pump, 2000 m, dh temp 80/40 degree - renewable heat - geothermal - large | Geothermal plant, electric heat pump, 2000 m, dh temp 80/40 degree | renewable heat | geothermal | large | Regulation ability | Secondary regulation (of full load, per minute) [] | Secondary regulation | of full load, per minute | [] |  |  |  | upper | 2050
45.4 Geothermal DH, lar scale | Geothermal plant, electric heat pump, 2000 m, dh temp 80/40 degree - renewable heat - geothermal - large | Geothermal plant, electric heat pump, 2000 m, dh temp 80/40 degree | renewable heat | geothermal | large | Regulation ability | Warm start-up time [hours] | Warm start-up time |  | hours |  |  |  | ctrl | 2020 | 4
45.4 Geothermal DH, lar scale | Geothermal plant, electric heat pump, 2000 m, dh temp 80/40 degree - renewable heat - geothermal - large | Geothermal plant, electric heat pump, 2000 m, dh temp 80/40 degree | renewable heat | geothermal | large | Regulation ability | Warm start-up time [hours] | Warm start-up time |  | hours |  |  |  | ctrl | 2025 | 4
45.4 Geothermal DH, lar scale | Geothermal plant, electric heat pump, 2000 m, dh temp 80/40 degree - renewable heat - geothermal - large | Geothermal plant, electric heat pump, 2000 m, dh temp 80/40 degree | renewable heat | geothermal | large | Regulation ability | Warm start-up time [hours] | Warm start-up time |  | hours |  |  |  | lower | 2025 | 3
45.4 Geothermal DH, lar scale | Geothermal plant, electric heat pump, 2000 m, dh temp 80/40 degree - renewable heat - geothermal - large | Geothermal plant, electric heat pump, 2000 m, dh temp 80/40 degree | renewable heat | geothermal | large | Regulation ability | Warm start-up time [hours] | Warm start-up time |  | hours |  |  |  | upper | 2025 | 5
45.4 Geothermal DH, lar scale | Geothermal plant, electric heat pump, 2000 m, dh temp 80/40 degree - renewable heat - geothermal - large | Geothermal plant, electric heat pump, 2000 m, dh temp 80/40 degree | renewable heat | geothermal | large | Regulation ability | Warm start-up time [hours] | Warm start-up time |  | hours |  |  |  | ctrl | 2030 | 4
45.4 Geothermal DH, lar scale | Geothermal plant, electric heat pump, 2000 m, dh temp 80/40 degree - renewable heat - geothermal - large | Geothermal plant, electric heat pump, 2000 m, dh temp 80/40 degree | renewable heat | geothermal | large | Regulation ability | Warm start-up time [hours] | Warm start-up time |  | hours |  |  |  | ctrl | 2040 | 4
45.4 Geothermal DH, lar scale | Geothermal plant, electric heat pump, 2000 m, dh temp 80/40 degree - renewable heat - geothermal - large | Geothermal plant, electric heat pump, 2000 m, dh temp 80/40 degree | renewable heat | geothermal | large | Regulation ability | Warm start-up time [hours] | Warm start-up time |  | hours |  |  |  | ctrl | 2050 | 4
45.4 Geothermal DH, lar scale | Geothermal plant, electric heat pump, 2000 m, dh temp 80/40 degree - renewable heat - geothermal - large | Geothermal plant, electric heat pump, 2000 m, dh temp 80/40 degree | renewable heat | geothermal | large | Regulation ability | Warm start-up time [hours] | Warm start-up time |  | hours |  |  |  | lower | 2050 | 3
45.4 Geothermal DH, lar scale | Geothermal plant, electric heat pump, 2000 m, dh temp 80/40 degree - renewable heat - geothermal - large | Geothermal plant, electric heat pump, 2000 m, dh temp 80/40 degree | renewable heat | geothermal | large | Regulation ability | Warm start-up time [hours] | Warm start-up time |  | hours |  |  |  | upper | 2050 | 5
45.4 Geothermal DH, lar scale | Geothermal plant, electric heat pump, 2000 m, dh temp 80/40 degree - renewable heat - geothermal - large | Geothermal plant, electric heat pump, 2000 m, dh temp 80/40 degree | renewable heat | geothermal | large | Technology-specific data | Depth of geothermal well [m] | Depth of geothermal well |  | m |  |  | 1, 2 | ctrl | 2020 | 2000
45.4 Geothermal DH, lar scale | Geothermal plant, electric heat pump, 2000 m, dh temp 80/40 degree - renewable heat - geothermal - large | Geothermal plant, electric heat pump, 2000 m, dh temp 80/40 degree | renewable heat | geothermal | large | Technology-specific data | Depth of geothermal well [m] | Depth of geothermal well |  | m |  |  | 1, 2 | ctrl | 2025 | 2000
45.4 Geothermal DH, lar scale | Geothermal plant, electric heat pump, 2000 m, dh temp 80/40 degree - renewable heat - geothermal - large | Geothermal plant, electric heat pump, 2000 m, dh temp 80/40 degree | renewable heat | geothermal | large | Technology-specific data | Depth of geothermal well [m] | Depth of geothermal well |  | m |  |  | 1, 2 | lower | 2025 | 2000
45.4 Geothermal DH, lar scale | Geothermal plant, electric heat pump, 2000 m, dh temp 80/40 degree - renewable heat - geothermal - large | Geothermal plant, electric heat pump, 2000 m, dh temp 80/40 degree | renewable heat | geothermal | large | Technology-specific data | Depth of geothermal well [m] | Depth of geothermal well |  | m |  |  | 1, 2 | upper | 2025 | 2000
45.4 Geothermal DH, lar scale | Geothermal plant, electric heat pump, 2000 m, dh temp 80/40 degree - renewable heat - geothermal - large | Geothermal plant, electric heat pump, 2000 m, dh temp 80/40 degree | renewable heat | geothermal | large | Technology-specific data | Depth of geothermal well [m] | Depth of geothermal well |  | m |  |  | 1, 2 | ctrl | 2030 | 2000
45.4 Geothermal DH, lar scale | Geothermal plant, electric heat pump, 2000 m, dh temp 80/40 degree - renewable heat - geothermal - large | Geothermal plant, electric heat pump, 2000 m, dh temp 80/40 degree | renewable heat | geothermal | large | Technology-specific data | Depth of geothermal well [m] | Depth of geothermal well |  | m |  |  | 1, 2 | ctrl | 2040 | 2000
45.4 Geothermal DH, lar scale | Geothermal plant, electric heat pump, 2000 m, dh temp 80/40 degree - renewable heat - geothermal - large | Geothermal plant, electric heat pump, 2000 m, dh temp 80/40 degree | renewable heat | geothermal | large | Technology-specific data | Depth of geothermal well [m] | Depth of geothermal well |  | m |  |  | 1, 2 | ctrl | 2050 | 2000
45.4 Geothermal DH, lar scale | Geothermal plant, electric heat pump, 2000 m, dh temp 80/40 degree - renewable heat - geothermal - large | Geothermal plant, electric heat pump, 2000 m, dh temp 80/40 degree | renewable heat | geothermal | large | Technology-specific data | Depth of geothermal well [m] | Depth of geothermal well |  | m |  |  | 1, 2 | lower | 2050 | 2000
45.4 Geothermal DH, lar scale | Geothermal plant, electric heat pump, 2000 m, dh temp 80/40 degree - renewable heat - geothermal - large | Geothermal plant, electric heat pump, 2000 m, dh temp 80/40 degree | renewable heat | geothermal | large | Technology-specific data | Depth of geothermal well [m] | Depth of geothermal well |  | m |  |  | 1, 2 | upper | 2050 | 2000
45.4 Geothermal DH, lar scale | Geothermal plant, electric heat pump, 2000 m, dh temp 80/40 degree - renewable heat - geothermal - large | Geothermal plant, electric heat pump, 2000 m, dh temp 80/40 degree | renewable heat | geothermal | large | Technology-specific data | Heat generation from geothermal ressource [MW_h] | Heat generation from geothermal ressource |  | MW_h |  | I,A,L,N | 2 | ctrl | 2020 | 100
45.4 Geothermal DH, lar scale | Geothermal plant, electric heat pump, 2000 m, dh temp 80/40 degree - renewable heat - geothermal - large | Geothermal plant, electric heat pump, 2000 m, dh temp 80/40 degree | renewable heat | geothermal | large | Technology-specific data | Heat generation from geothermal ressource [MW_h] | Heat generation from geothermal ressource |  | MW_h |  | I,A,L,N | 2 | ctrl | 2025 | 100
45.4 Geothermal DH, lar scale | Geothermal plant, electric heat pump, 2000 m, dh temp 80/40 degree - renewable heat - geothermal - large | Geothermal plant, electric heat pump, 2000 m, dh temp 80/40 degree | renewable heat | geothermal | large | Technology-specific data | Heat generation from geothermal ressource [MW_h] | Heat generation from geothermal ressource |  | MW_h |  | I,A,L,N | 2 | lower | 2025 | 85
45.4 Geothermal DH, lar scale | Geothermal plant, electric heat pump, 2000 m, dh temp 80/40 degree - renewable heat - geothermal - large | Geothermal plant, electric heat pump, 2000 m, dh temp 80/40 degree | renewable heat | geothermal | large | Technology-specific data | Heat generation from geothermal ressource [MW_h] | Heat generation from geothermal ressource |  | MW_h |  | I,A,L,N | 2 | upper | 2025 | 115
45.4 Geothermal DH, lar scale | Geothermal plant, electric heat pump, 2000 m, dh temp 80/40 degree - renewable heat - geothermal - large | Geothermal plant, electric heat pump, 2000 m, dh temp 80/40 degree | renewable heat | geothermal | large | Technology-specific data | Heat generation from geothermal ressource [MW_h] | Heat generation from geothermal ressource |  | MW_h |  | I,A,L,N | 2 | ctrl | 2030 | 100
45.4 Geothermal DH, lar scale | Geothermal plant, electric heat pump, 2000 m, dh temp 80/40 degree - renewable heat - geothermal - large | Geothermal plant, electric heat pump, 2000 m, dh temp 80/40 degree | renewable heat | geothermal | large | Technology-specific data | Heat generation from geothermal ressource [MW_h] | Heat generation from geothermal ressource |  | MW_h |  | I,A,L,N | 2 | ctrl | 2040 | 100
45.4 Geothermal DH, lar scale | Geothermal plant, electric heat pump, 2000 m, dh temp 80/40 degree - renewable heat - geothermal - large | Geothermal plant, electric heat pump, 2000 m, dh temp 80/40 degree | renewable heat | geothermal | large | Technology-specific data | Heat generation from geothermal ressource [MW_h] | Heat generation from geothermal ressource |  | MW_h |  | I,A,L,N | 2 | ctrl | 2050 | 100
45.4 Geothermal DH, lar scale | Geothermal plant, electric heat pump, 2000 m, dh temp 80/40 degree - renewable heat - geothermal - large | Geothermal plant, electric heat pump, 2000 m, dh temp 80/40 degree | renewable heat | geothermal | large | Technology-specific data | Heat generation from geothermal ressource [MW_h] | Heat generation from geothermal ressource |  | MW_h |  | I,A,L,N | 2 | lower | 2050 | 85
45.4 Geothermal DH, lar scale | Geothermal plant, electric heat pump, 2000 m, dh temp 80/40 degree - renewable heat - geothermal - large | Geothermal plant, electric heat pump, 2000 m, dh temp 80/40 degree | renewable heat | geothermal | large | Technology-specific data | Heat generation from geothermal ressource [MW_h] | Heat generation from geothermal ressource |  | MW_h |  | I,A,L,N | 2 | upper | 2050 | 115
45.4 Geothermal DH, lar scale | Geothermal plant, electric heat pump, 2000 m, dh temp 80/40 degree - renewable heat - geothermal - large | Geothermal plant, electric heat pump, 2000 m, dh temp 80/40 degree | renewable heat | geothermal | large | Technology-specific data | Heat generation from heat pumps [MW_h] | Heat generation from heat pumps |  | MW_h |  | A | 2 | ctrl | 2020 | 21
45.4 Geothermal DH, lar scale | Geothermal plant, electric heat pump, 2000 m, dh temp 80/40 degree - renewable heat - geothermal - large | Geothermal plant, electric heat pump, 2000 m, dh temp 80/40 degree | renewable heat | geothermal | large | Technology-specific data | Heat generation from heat pumps [MW_h] | Heat generation from heat pumps |  | MW_h |  | A | 2 | ctrl | 2025 | 20.769
45.4 Geothermal DH, lar scale | Geothermal plant, electric heat pump, 2000 m, dh temp 80/40 degree - renewable heat - geothermal - large | Geothermal plant, electric heat pump, 2000 m, dh temp 80/40 degree | renewable heat | geothermal | large | Technology-specific data | Heat generation from heat pumps [MW_h] | Heat generation from heat pumps |  | MW_h |  | A | 2 | lower | 2025 | 17.6537
45.4 Geothermal DH, lar scale | Geothermal plant, electric heat pump, 2000 m, dh temp 80/40 degree - renewable heat - geothermal - large | Geothermal plant, electric heat pump, 2000 m, dh temp 80/40 degree | renewable heat | geothermal | large | Technology-specific data | Heat generation from heat pumps [MW_h] | Heat generation from heat pumps |  | MW_h |  | A | 2 | upper | 2025 | 23.8844
45.4 Geothermal DH, lar scale | Geothermal plant, electric heat pump, 2000 m, dh temp 80/40 degree - renewable heat - geothermal - large | Geothermal plant, electric heat pump, 2000 m, dh temp 80/40 degree | renewable heat | geothermal | large | Technology-specific data | Heat generation from heat pumps [MW_h] | Heat generation from heat pumps |  | MW_h |  | A | 2 | ctrl | 2030 | 20.3844
45.4 Geothermal DH, lar scale | Geothermal plant, electric heat pump, 2000 m, dh temp 80/40 degree - renewable heat - geothermal - large | Geothermal plant, electric heat pump, 2000 m, dh temp 80/40 degree | renewable heat | geothermal | large | Technology-specific data | Heat generation from heat pumps [MW_h] | Heat generation from heat pumps |  | MW_h |  | A | 2 | ctrl | 2040 | 19.6692
45.4 Geothermal DH, lar scale | Geothermal plant, electric heat pump, 2000 m, dh temp 80/40 degree - renewable heat - geothermal - large | Geothermal plant, electric heat pump, 2000 m, dh temp 80/40 degree | renewable heat | geothermal | large | Technology-specific data | Heat generation from heat pumps [MW_h] | Heat generation from heat pumps |  | MW_h |  | A | 2 | ctrl | 2050 | 19.3241
45.4 Geothermal DH, lar scale | Geothermal plant, electric heat pump, 2000 m, dh temp 80/40 degree - renewable heat - geothermal - large | Geothermal plant, electric heat pump, 2000 m, dh temp 80/40 degree | renewable heat | geothermal | large | Technology-specific data | Heat generation from heat pumps [MW_h] | Heat generation from heat pumps |  | MW_h |  | A | 2 | lower | 2050 | 16.4255
45.4 Geothermal DH, lar scale | Geothermal plant, electric heat pump, 2000 m, dh temp 80/40 degree - renewable heat - geothermal - large | Geothermal plant, electric heat pump, 2000 m, dh temp 80/40 degree | renewable heat | geothermal | large | Technology-specific data | Heat generation from heat pumps [MW_h] | Heat generation from heat pumps |  | MW_h |  | A | 2 | upper | 2050 | 22.2227
45.4 Geothermal DH, lar scale | Geothermal plant, electric heat pump, 2000 m, dh temp 80/40 degree - renewable heat - geothermal - large | Geothermal plant, electric heat pump, 2000 m, dh temp 80/40 degree | renewable heat | geothermal | large | Technology-specific data | Heat pump SCOP (net, annual average) [] | Heat pump SCOP | net, annual average | [] |  | A, N |  | ctrl | 2020 | 3.77
45.4 Geothermal DH, lar scale | Geothermal plant, electric heat pump, 2000 m, dh temp 80/40 degree - renewable heat - geothermal - large | Geothermal plant, electric heat pump, 2000 m, dh temp 80/40 degree | renewable heat | geothermal | large | Technology-specific data | Heat pump SCOP (net, annual average) [] | Heat pump SCOP | net, annual average | [] |  | A, N |  | ctrl | 2025 | 3.8119
45.4 Geothermal DH, lar scale | Geothermal plant, electric heat pump, 2000 m, dh temp 80/40 degree - renewable heat - geothermal - large | Geothermal plant, electric heat pump, 2000 m, dh temp 80/40 degree | renewable heat | geothermal | large | Technology-specific data | Heat pump SCOP (net, annual average) [] | Heat pump SCOP | net, annual average | [] |  | A, N |  | lower | 2025 | 3.81
45.4 Geothermal DH, lar scale | Geothermal plant, electric heat pump, 2000 m, dh temp 80/40 degree - renewable heat - geothermal - large | Geothermal plant, electric heat pump, 2000 m, dh temp 80/40 degree | renewable heat | geothermal | large | Technology-specific data | Heat pump SCOP (net, annual average) [] | Heat pump SCOP | net, annual average | [] |  | A, N |  | upper | 2025 | 3.81
45.4 Geothermal DH, lar scale | Geothermal plant, electric heat pump, 2000 m, dh temp 80/40 degree - renewable heat - geothermal - large | Geothermal plant, electric heat pump, 2000 m, dh temp 80/40 degree | renewable heat | geothermal | large | Technology-specific data | Heat pump SCOP (net, annual average) [] | Heat pump SCOP | net, annual average | [] |  | A, N |  | ctrl | 2030 | 3.8838
45.4 Geothermal DH, lar scale | Geothermal plant, electric heat pump, 2000 m, dh temp 80/40 degree - renewable heat - geothermal - large | Geothermal plant, electric heat pump, 2000 m, dh temp 80/40 degree | renewable heat | geothermal | large | Technology-specific data | Heat pump SCOP (net, annual average) [] | Heat pump SCOP | net, annual average | [] |  | A, N |  | ctrl | 2040 | 4.0251
45.4 Geothermal DH, lar scale | Geothermal plant, electric heat pump, 2000 m, dh temp 80/40 degree - renewable heat - geothermal - large | Geothermal plant, electric heat pump, 2000 m, dh temp 80/40 degree | renewable heat | geothermal | large | Technology-specific data | Heat pump SCOP (net, annual average) [] | Heat pump SCOP | net, annual average | [] |  | A, N |  | ctrl | 2050 | 4.097
45.4 Geothermal DH, lar scale | Geothermal plant, electric heat pump, 2000 m, dh temp 80/40 degree - renewable heat - geothermal - large | Geothermal plant, electric heat pump, 2000 m, dh temp 80/40 degree | renewable heat | geothermal | large | Technology-specific data | Heat pump SCOP (net, annual average) [] | Heat pump SCOP | net, annual average | [] |  | A, N |  | lower | 2050 | 4.1
45.4 Geothermal DH, lar scale | Geothermal plant, electric heat pump, 2000 m, dh temp 80/40 degree - renewable heat - geothermal - large | Geothermal plant, electric heat pump, 2000 m, dh temp 80/40 degree | renewable heat | geothermal | large | Technology-specific data | Heat pump SCOP (net, annual average) [] | Heat pump SCOP | net, annual average | [] |  | A, N |  | upper | 2050 | 4.1
45.4 Geothermal DH, lar scale | Geothermal plant, electric heat pump, 2000 m, dh temp 80/40 degree - renewable heat - geothermal - large | Geothermal plant, electric heat pump, 2000 m, dh temp 80/40 degree | renewable heat | geothermal | large | Technology-specific data | Nominal Abandonment Cost (ABEX) [2020-MEUR/MW_h] | Nominal Abandonment Cost | ABEX | MEUR/MW_h | 2020 | O | 2, 7 | ctrl | 2020 | 0.10059
45.4 Geothermal DH, lar scale | Geothermal plant, electric heat pump, 2000 m, dh temp 80/40 degree - renewable heat - geothermal - large | Geothermal plant, electric heat pump, 2000 m, dh temp 80/40 degree | renewable heat | geothermal | large | Technology-specific data | Nominal Abandonment Cost (ABEX) [2020-MEUR/MW_h] | Nominal Abandonment Cost | ABEX | MEUR/MW_h | 2020 | O | 2, 7 | ctrl | 2025 | 0.097852
45.4 Geothermal DH, lar scale | Geothermal plant, electric heat pump, 2000 m, dh temp 80/40 degree - renewable heat - geothermal - large | Geothermal plant, electric heat pump, 2000 m, dh temp 80/40 degree | renewable heat | geothermal | large | Technology-specific data | Nominal Abandonment Cost (ABEX) [2020-MEUR/MW_h] | Nominal Abandonment Cost | ABEX | MEUR/MW_h | 2020 | O | 2, 7 | lower | 2025 | 0.083175
45.4 Geothermal DH, lar scale | Geothermal plant, electric heat pump, 2000 m, dh temp 80/40 degree - renewable heat - geothermal - large | Geothermal plant, electric heat pump, 2000 m, dh temp 80/40 degree | renewable heat | geothermal | large | Technology-specific data | Nominal Abandonment Cost (ABEX) [2020-MEUR/MW_h] | Nominal Abandonment Cost | ABEX | MEUR/MW_h | 2020 | O | 2, 7 | upper | 2025 | 0.11253
45.4 Geothermal DH, lar scale | Geothermal plant, electric heat pump, 2000 m, dh temp 80/40 degree - renewable heat - geothermal - large | Geothermal plant, electric heat pump, 2000 m, dh temp 80/40 degree | renewable heat | geothermal | large | Technology-specific data | Nominal Abandonment Cost (ABEX) [2020-MEUR/MW_h] | Nominal Abandonment Cost | ABEX | MEUR/MW_h | 2020 | O | 2, 7 | ctrl | 2030 | 0.095191
45.4 Geothermal DH, lar scale | Geothermal plant, electric heat pump, 2000 m, dh temp 80/40 degree - renewable heat - geothermal - large | Geothermal plant, electric heat pump, 2000 m, dh temp 80/40 degree | renewable heat | geothermal | large | Technology-specific data | Nominal Abandonment Cost (ABEX) [2020-MEUR/MW_h] | Nominal Abandonment Cost | ABEX | MEUR/MW_h | 2020 | O | 2, 7 | ctrl | 2040 | 0.092603
45.4 Geothermal DH, lar scale | Geothermal plant, electric heat pump, 2000 m, dh temp 80/40 degree - renewable heat - geothermal - large | Geothermal plant, electric heat pump, 2000 m, dh temp 80/40 degree | renewable heat | geothermal | large | Technology-specific data | Nominal Abandonment Cost (ABEX) [2020-MEUR/MW_h] | Nominal Abandonment Cost | ABEX | MEUR/MW_h | 2020 | O | 2, 7 | ctrl | 2050 | 0.090084
45.4 Geothermal DH, lar scale | Geothermal plant, electric heat pump, 2000 m, dh temp 80/40 degree - renewable heat - geothermal - large | Geothermal plant, electric heat pump, 2000 m, dh temp 80/40 degree | renewable heat | geothermal | large | Technology-specific data | Nominal Abandonment Cost (ABEX) [2020-MEUR/MW_h] | Nominal Abandonment Cost | ABEX | MEUR/MW_h | 2020 | O | 2, 7 | lower | 2050 | 0.076572
45.4 Geothermal DH, lar scale | Geothermal plant, electric heat pump, 2000 m, dh temp 80/40 degree - renewable heat - geothermal - large | Geothermal plant, electric heat pump, 2000 m, dh temp 80/40 degree | renewable heat | geothermal | large | Technology-specific data | Nominal Abandonment Cost (ABEX) [2020-MEUR/MW_h] | Nominal Abandonment Cost | ABEX | MEUR/MW_h | 2020 | O | 2, 7 | upper | 2050 | 0.1036
45.4 Geothermal DH, lar scale | Geothermal plant, electric heat pump, 2000 m, dh temp 80/40 degree - renewable heat - geothermal - large | Geothermal plant, electric heat pump, 2000 m, dh temp 80/40 degree | renewable heat | geothermal | large | Technology-specific data | Number of injection wells | Number of injection wells |  |  |  | L, N | 2 | ctrl | 2020 | 6
45.4 Geothermal DH, lar scale | Geothermal plant, electric heat pump, 2000 m, dh temp 80/40 degree - renewable heat - geothermal - large | Geothermal plant, electric heat pump, 2000 m, dh temp 80/40 degree | renewable heat | geothermal | large | Technology-specific data | Number of injection wells | Number of injection wells |  |  |  | L, N | 2 | ctrl | 2025 | 6
45.4 Geothermal DH, lar scale | Geothermal plant, electric heat pump, 2000 m, dh temp 80/40 degree - renewable heat - geothermal - large | Geothermal plant, electric heat pump, 2000 m, dh temp 80/40 degree | renewable heat | geothermal | large | Technology-specific data | Number of injection wells | Number of injection wells |  |  |  | L, N | 2 | lower | 2025 | 6
45.4 Geothermal DH, lar scale | Geothermal plant, electric heat pump, 2000 m, dh temp 80/40 degree - renewable heat - geothermal - large | Geothermal plant, electric heat pump, 2000 m, dh temp 80/40 degree | renewable heat | geothermal | large | Technology-specific data | Number of injection wells | Number of injection wells |  |  |  | L, N | 2 | upper | 2025 | 6
45.4 Geothermal DH, lar scale | Geothermal plant, electric heat pump, 2000 m, dh temp 80/40 degree - renewable heat - geothermal - large | Geothermal plant, electric heat pump, 2000 m, dh temp 80/40 degree | renewable heat | geothermal | large | Technology-specific data | Number of injection wells | Number of injection wells |  |  |  | L, N | 2 | ctrl | 2030 | 6
45.4 Geothermal DH, lar scale | Geothermal plant, electric heat pump, 2000 m, dh temp 80/40 degree - renewable heat - geothermal - large | Geothermal plant, electric heat pump, 2000 m, dh temp 80/40 degree | renewable heat | geothermal | large | Technology-specific data | Number of injection wells | Number of injection wells |  |  |  | L, N | 2 | ctrl | 2040 | 6
45.4 Geothermal DH, lar scale | Geothermal plant, electric heat pump, 2000 m, dh temp 80/40 degree - renewable heat - geothermal - large | Geothermal plant, electric heat pump, 2000 m, dh temp 80/40 degree | renewable heat | geothermal | large | Technology-specific data | Number of injection wells | Number of injection wells |  |  |  | L, N | 2 | ctrl | 2050 | 6
45.4 Geothermal DH, lar scale | Geothermal plant, electric heat pump, 2000 m, dh temp 80/40 degree - renewable heat - geothermal - large | Geothermal plant, electric heat pump, 2000 m, dh temp 80/40 degree | renewable heat | geothermal | large | Technology-specific data | Number of injection wells | Number of injection wells |  |  |  | L, N | 2 | lower | 2050 | 6
45.4 Geothermal DH, lar scale | Geothermal plant, electric heat pump, 2000 m, dh temp 80/40 degree - renewable heat - geothermal - large | Geothermal plant, electric heat pump, 2000 m, dh temp 80/40 degree | renewable heat | geothermal | large | Technology-specific data | Number of injection wells | Number of injection wells |  |  |  | L, N | 2 | upper | 2050 | 6
45.4 Geothermal DH, lar scale | Geothermal plant, electric heat pump, 2000 m, dh temp 80/40 degree - renewable heat - geothermal - large | Geothermal plant, electric heat pump, 2000 m, dh temp 80/40 degree | renewable heat | geothermal | large | Technology-specific data | Number of production wells | Number of production wells |  |  |  | L | 2 | ctrl | 2020 | 6
45.4 Geothermal DH, lar scale | Geothermal plant, electric heat pump, 2000 m, dh temp 80/40 degree - renewable heat - geothermal - large | Geothermal plant, electric heat pump, 2000 m, dh temp 80/40 degree | renewable heat | geothermal | large | Technology-specific data | Number of production wells | Number of production wells |  |  |  | L | 2 | ctrl | 2025 | 6
45.4 Geothermal DH, lar scale | Geothermal plant, electric heat pump, 2000 m, dh temp 80/40 degree - renewable heat - geothermal - large | Geothermal plant, electric heat pump, 2000 m, dh temp 80/40 degree | renewable heat | geothermal | large | Technology-specific data | Number of production wells | Number of production wells |  |  |  | L | 2 | lower | 2025 | 6
45.4 Geothermal DH, lar scale | Geothermal plant, electric heat pump, 2000 m, dh temp 80/40 degree - renewable heat - geothermal - large | Geothermal plant, electric heat pump, 2000 m, dh temp 80/40 degree | renewable heat | geothermal | large | Technology-specific data | Number of production wells | Number of production wells |  |  |  | L | 2 | upper | 2025 | 12
45.4 Geothermal DH, lar scale | Geothermal plant, electric heat pump, 2000 m, dh temp 80/40 degree - renewable heat - geothermal - large | Geothermal plant, electric heat pump, 2000 m, dh temp 80/40 degree | renewable heat | geothermal | large | Technology-specific data | Number of production wells | Number of production wells |  |  |  | L | 2 | ctrl | 2030 | 6
45.4 Geothermal DH, lar scale | Geothermal plant, electric heat pump, 2000 m, dh temp 80/40 degree - renewable heat - geothermal - large | Geothermal plant, electric heat pump, 2000 m, dh temp 80/40 degree | renewable heat | geothermal | large | Technology-specific data | Number of production wells | Number of production wells |  |  |  | L | 2 | ctrl | 2040 | 6
45.4 Geothermal DH, lar scale | Geothermal plant, electric heat pump, 2000 m, dh temp 80/40 degree - renewable heat - geothermal - large | Geothermal plant, electric heat pump, 2000 m, dh temp 80/40 degree | renewable heat | geothermal | large | Technology-specific data | Number of production wells | Number of production wells |  |  |  | L | 2 | ctrl | 2050 | 6
45.4 Geothermal DH, lar scale | Geothermal plant, electric heat pump, 2000 m, dh temp 80/40 degree - renewable heat - geothermal - large | Geothermal plant, electric heat pump, 2000 m, dh temp 80/40 degree | renewable heat | geothermal | large | Technology-specific data | Number of production wells | Number of production wells |  |  |  | L | 2 | lower | 2050 | 6
45.4 Geothermal DH, lar scale | Geothermal plant, electric heat pump, 2000 m, dh temp 80/40 degree - renewable heat - geothermal - large | Geothermal plant, electric heat pump, 2000 m, dh temp 80/40 degree | renewable heat | geothermal | large | Technology-specific data | Number of production wells | Number of production wells |  |  |  | L | 2 | upper | 2050 | 12
21 Offshore turbines | Offshore wind turbines - renewable power - wind - large | Offshore wind turbines | renewable power | wind | large | Energy/technical data | Construction time [years] | Construction time |  | years |  | D |  | ctrl | 2020 | 2.5
21 Offshore turbines | Offshore wind turbines - renewable power - wind - large | Offshore wind turbines | renewable power | wind | large | Energy/technical data | Construction time [years] | Construction time |  | years |  | D |  | ctrl | 2025 | 2.5
21 Offshore turbines | Offshore wind turbines - renewable power - wind - large | Offshore wind turbines | renewable power | wind | large | Energy/technical data | Construction time [years] | Construction time |  | years |  | D |  | lower | 2025 | 2
21 Offshore turbines | Offshore wind turbines - renewable power - wind - large | Offshore wind turbines | renewable power | wind | large | Energy/technical data | Construction time [years] | Construction time |  | years |  | D |  | upper | 2025 | 3
21 Offshore turbines | Offshore wind turbines - renewable power - wind - large | Offshore wind turbines | renewable power | wind | large | Energy/technical data | Construction time [years] | Construction time |  | years |  | D |  | ctrl | 2030 | 2.5
21 Offshore turbines | Offshore wind turbines - renewable power - wind - large | Offshore wind turbines | renewable power | wind | large | Energy/technical data | Construction time [years] | Construction time |  | years |  | D |  | ctrl | 2040 | 2.5
21 Offshore turbines | Offshore wind turbines - renewable power - wind - large | Offshore wind turbines | renewable power | wind | large | Energy/technical data | Construction time [years] | Construction time |  | years |  | D |  | ctrl | 2050 | 2
21 Offshore turbines | Offshore wind turbines - renewable power - wind - large | Offshore wind turbines | renewable power | wind | large | Energy/technical data | Construction time [years] | Construction time |  | years |  | D |  | lower | 2050 | 1.5
21 Offshore turbines | Offshore wind turbines - renewable power - wind - large | Offshore wind turbines | renewable power | wind | large | Energy/technical data | Construction time [years] | Construction time |  | years |  | D |  | upper | 2050 | 2.5
21 Offshore turbines | Offshore wind turbines - renewable power - wind - large | Offshore wind turbines | renewable power | wind | large | Energy/technical data | Forced outage [] | Forced outage |  | [] |  |  |  | ctrl | 2020 | 0.019087
21 Offshore turbines | Offshore wind turbines - renewable power - wind - large | Offshore wind turbines | renewable power | wind | large | Energy/technical data | Forced outage [] | Forced outage |  | [] |  |  |  | ctrl | 2025 | 0.017588
21 Offshore turbines | Offshore wind turbines - renewable power - wind - large | Offshore wind turbines | renewable power | wind | large | Energy/technical data | Forced outage [] | Forced outage |  | [] |  |  |  | lower | 2025 | 0.017588
21 Offshore turbines | Offshore wind turbines - renewable power - wind - large | Offshore wind turbines | renewable power | wind | large | Energy/technical data | Forced outage [] | Forced outage |  | [] |  |  |  | upper | 2025 | 0.017588
21 Offshore turbines | Offshore wind turbines - renewable power - wind - large | Offshore wind turbines | renewable power | wind | large | Energy/technical data | Forced outage [] | Forced outage |  | [] |  |  |  | ctrl | 2030 | 0.017496
21 Offshore turbines | Offshore wind turbines - renewable power - wind - large | Offshore wind turbines | renewable power | wind | large | Energy/technical data | Forced outage [] | Forced outage |  | [] |  |  |  | ctrl | 2040 | 0.017316
21 Offshore turbines | Offshore wind turbines - renewable power - wind - large | Offshore wind turbines | renewable power | wind | large | Energy/technical data | Forced outage [] | Forced outage |  | [] |  |  |  | ctrl | 2050 | 0.017139
21 Offshore turbines | Offshore wind turbines - renewable power - wind - large | Offshore wind turbines | renewable power | wind | large | Energy/technical data | Forced outage [] | Forced outage |  | [] |  |  |  | lower | 2050 | 0.017139
21 Offshore turbines | Offshore wind turbines - renewable power - wind - large | Offshore wind turbines | renewable power | wind | large | Energy/technical data | Forced outage [] | Forced outage |  | [] |  |  |  | upper | 2050 | 0.017139
21 Offshore turbines | Offshore wind turbines - renewable power - wind - large | Offshore wind turbines | renewable power | wind | large | Energy/technical data | Generating capacity for one unit [MW_e] | Generating capacity for one unit |  | MW_e |  | A | 1, 2 | ctrl | 2020 | 8.4
21 Offshore turbines | Offshore wind turbines - renewable power - wind - large | Offshore wind turbines | renewable power | wind | large | Energy/technical data | Generating capacity for one unit [MW_e] | Generating capacity for one unit |  | MW_e |  | A | 1, 2 | ctrl | 2025 | 15
21 Offshore turbines | Offshore wind turbines - renewable power - wind - large | Offshore wind turbines | renewable power | wind | large | Energy/technical data | Generating capacity for one unit [MW_e] | Generating capacity for one unit |  | MW_e |  | A | 1, 2 | lower | 2025 | 12.75
21 Offshore turbines | Offshore wind turbines - renewable power - wind - large | Offshore wind turbines | renewable power | wind | large | Energy/technical data | Generating capacity for one unit [MW_e] | Generating capacity for one unit |  | MW_e |  | A | 1, 2 | upper | 2025 | 17.25
21 Offshore turbines | Offshore wind turbines - renewable power - wind - large | Offshore wind turbines | renewable power | wind | large | Energy/technical data | Generating capacity for one unit [MW_e] | Generating capacity for one unit |  | MW_e |  | A | 1, 2 | ctrl | 2030 | 20
21 Offshore turbines | Offshore wind turbines - renewable power - wind - large | Offshore wind turbines | renewable power | wind | large | Energy/technical data | Generating capacity for one unit [MW_e] | Generating capacity for one unit |  | MW_e |  | A | 1, 2 | ctrl | 2040 | 25
21 Offshore turbines | Offshore wind turbines - renewable power - wind - large | Offshore wind turbines | renewable power | wind | large | Energy/technical data | Generating capacity for one unit [MW_e] | Generating capacity for one unit |  | MW_e |  | A | 1, 2 | ctrl | 2050 | 30
21 Offshore turbines | Offshore wind turbines - renewable power - wind - large | Offshore wind turbines | renewable power | wind | large | Energy/technical data | Generating capacity for one unit [MW_e] | Generating capacity for one unit |  | MW_e |  | A | 1, 2 | lower | 2050 | 22.5
21 Offshore turbines | Offshore wind turbines - renewable power - wind - large | Offshore wind turbines | renewable power | wind | large | Energy/technical data | Generating capacity for one unit [MW_e] | Generating capacity for one unit |  | MW_e |  | A | 1, 2 | upper | 2050 | 37.5
21 Offshore turbines | Offshore wind turbines - renewable power - wind - large | Offshore wind turbines | renewable power | wind | large | Energy/technical data | Planned outage [weeks per year] | Planned outage |  | weeks per year |  | B |  | ctrl | 2020 | 0.5
21 Offshore turbines | Offshore wind turbines - renewable power - wind - large | Offshore wind turbines | renewable power | wind | large | Energy/technical data | Planned outage [weeks per year] | Planned outage |  | weeks per year |  | B |  | ctrl | 2025 | 0.5
21 Offshore turbines | Offshore wind turbines - renewable power - wind - large | Offshore wind turbines | renewable power | wind | large | Energy/technical data | Planned outage [weeks per year] | Planned outage |  | weeks per year |  | B |  | lower | 2025 | 0.5
21 Offshore turbines | Offshore wind turbines - renewable power - wind - large | Offshore wind turbines | renewable power | wind | large | Energy/technical data | Planned outage [weeks per year] | Planned outage |  | weeks per year |  | B |  | upper | 2025 | 0.5
21 Offshore turbines | Offshore wind turbines - renewable power - wind - large | Offshore wind turbines | renewable power | wind | large | Energy/technical data | Planned outage [weeks per year] | Planned outage |  | weeks per year |  | B |  | ctrl | 2030 | 0.5
21 Offshore turbines | Offshore wind turbines - renewable power - wind - large | Offshore wind turbines | renewable power | wind | large | Energy/technical data | Planned outage [weeks per year] | Planned outage |  | weeks per year |  | B |  | ctrl | 2040 | 0.5
21 Offshore turbines | Offshore wind turbines - renewable power - wind - large | Offshore wind turbines | renewable power | wind | large | Energy/technical data | Planned outage [weeks per year] | Planned outage |  | weeks per year |  | B |  | ctrl | 2050 | 0.5
21 Offshore turbines | Offshore wind turbines - renewable power - wind - large | Offshore wind turbines | renewable power | wind | large | Energy/technical data | Planned outage [weeks per year] | Planned outage |  | weeks per year |  | B |  | lower | 2050 | 0.5
21 Offshore turbines | Offshore wind turbines - renewable power - wind - large | Offshore wind turbines | renewable power | wind | large | Energy/technical data | Planned outage [weeks per year] | Planned outage |  | weeks per year |  | B |  | upper | 2050 | 0.5
21 Offshore turbines | Offshore wind turbines - renewable power - wind - large | Offshore wind turbines | renewable power | wind | large | Energy/technical data | Space requirement [1000 m2/MW_e] | Space requirement |  | 1000 m2/MW_e |  | E | 3 | ctrl | 2020 | 165.355
21 Offshore turbines | Offshore wind turbines - renewable power - wind - large | Offshore wind turbines | renewable power | wind | large | Energy/technical data | Space requirement [1000 m2/MW_e] | Space requirement |  | 1000 m2/MW_e |  | E | 3 | ctrl | 2025 | 177.3605
21 Offshore turbines | Offshore wind turbines - renewable power - wind - large | Offshore wind turbines | renewable power | wind | large | Energy/technical data | Space requirement [1000 m2/MW_e] | Space requirement |  | 1000 m2/MW_e |  | E | 3 | lower | 2025 | 150.7565
21 Offshore turbines | Offshore wind turbines - renewable power - wind - large | Offshore wind turbines | renewable power | wind | large | Energy/technical data | Space requirement [1000 m2/MW_e] | Space requirement |  | 1000 m2/MW_e |  | E | 3 | upper | 2025 | 203.9646
21 Offshore turbines | Offshore wind turbines - renewable power - wind - large | Offshore wind turbines | renewable power | wind | large | Energy/technical data | Space requirement [1000 m2/MW_e] | Space requirement |  | 1000 m2/MW_e |  | E | 3 | ctrl | 2030 | 171.9641
21 Offshore turbines | Offshore wind turbines - renewable power - wind - large | Offshore wind turbines | renewable power | wind | large | Energy/technical data | Space requirement [1000 m2/MW_e] | Space requirement |  | 1000 m2/MW_e |  | E | 3 | ctrl | 2040 | 169.841
21 Offshore turbines | Offshore wind turbines - renewable power - wind - large | Offshore wind turbines | renewable power | wind | large | Energy/technical data | Space requirement [1000 m2/MW_e] | Space requirement |  | 1000 m2/MW_e |  | E | 3 | ctrl | 2050 | 171.2564
21 Offshore turbines | Offshore wind turbines - renewable power - wind - large | Offshore wind turbines | renewable power | wind | large | Energy/technical data | Space requirement [1000 m2/MW_e] | Space requirement |  | 1000 m2/MW_e |  | E | 3 | lower | 2050 | 128.4423
21 Offshore turbines | Offshore wind turbines - renewable power - wind - large | Offshore wind turbines | renewable power | wind | large | Energy/technical data | Space requirement [1000 m2/MW_e] | Space requirement |  | 1000 m2/MW_e |  | E | 3 | upper | 2050 | 214.0705
21 Offshore turbines | Offshore wind turbines - renewable power - wind - large | Offshore wind turbines | renewable power | wind | large | Energy/technical data | Technical lifetime [years] | Technical lifetime |  | years |  | C |  | ctrl | 2020 | 27
21 Offshore turbines | Offshore wind turbines - renewable power - wind - large | Offshore wind turbines | renewable power | wind | large | Energy/technical data | Technical lifetime [years] | Technical lifetime |  | years |  | C |  | ctrl | 2025 | 30
21 Offshore turbines | Offshore wind turbines - renewable power - wind - large | Offshore wind turbines | renewable power | wind | large | Energy/technical data | Technical lifetime [years] | Technical lifetime |  | years |  | C |  | lower | 2025 | 25
21 Offshore turbines | Offshore wind turbines - renewable power - wind - large | Offshore wind turbines | renewable power | wind | large | Energy/technical data | Technical lifetime [years] | Technical lifetime |  | years |  | C |  | upper | 2025 | 35
21 Offshore turbines | Offshore wind turbines - renewable power - wind - large | Offshore wind turbines | renewable power | wind | large | Energy/technical data | Technical lifetime [years] | Technical lifetime |  | years |  | C |  | ctrl | 2030 | 30
21 Offshore turbines | Offshore wind turbines - renewable power - wind - large | Offshore wind turbines | renewable power | wind | large | Energy/technical data | Technical lifetime [years] | Technical lifetime |  | years |  | C |  | ctrl | 2040 | 30
21 Offshore turbines | Offshore wind turbines - renewable power - wind - large | Offshore wind turbines | renewable power | wind | large | Energy/technical data | Technical lifetime [years] | Technical lifetime |  | years |  | C |  | ctrl | 2050 | 30
21 Offshore turbines | Offshore wind turbines - renewable power - wind - large | Offshore wind turbines | renewable power | wind | large | Energy/technical data | Technical lifetime [years] | Technical lifetime |  | years |  | C |  | lower | 2050 | 25
21 Offshore turbines | Offshore wind turbines - renewable power - wind - large | Offshore wind turbines | renewable power | wind | large | Energy/technical data | Technical lifetime [years] | Technical lifetime |  | years |  | C |  | upper | 2050 | 35
21 Offshore turbines | Offshore wind turbines - renewable power - wind - large | Offshore wind turbines | renewable power | wind | large | Financial data | Fixed O&M (*total) [2020-EUR/MW_e/y] | Fixed O&M | *total | EUR/MW_e/y | 2020 | H | 3 | ctrl | 2020 | 50000
21 Offshore turbines | Offshore wind turbines - renewable power - wind - large | Offshore wind turbines | renewable power | wind | large | Financial data | Fixed O&M (*total) [2020-EUR/MW_e/y] | Fixed O&M | *total | EUR/MW_e/y | 2020 | H | 3 | ctrl | 2025 | 42000
21 Offshore turbines | Offshore wind turbines - renewable power - wind - large | Offshore wind turbines | renewable power | wind | large | Financial data | Fixed O&M (*total) [2020-EUR/MW_e/y] | Fixed O&M | *total | EUR/MW_e/y | 2020 | H | 3 | lower | 2025 | 35700
21 Offshore turbines | Offshore wind turbines - renewable power - wind - large | Offshore wind turbines | renewable power | wind | large | Financial data | Fixed O&M (*total) [2020-EUR/MW_e/y] | Fixed O&M | *total | EUR/MW_e/y | 2020 | H | 3 | upper | 2025 | 48300
21 Offshore turbines | Offshore wind turbines - renewable power - wind - large | Offshore wind turbines | renewable power | wind | large | Financial data | Fixed O&M (*total) [2020-EUR/MW_e/y] | Fixed O&M | *total | EUR/MW_e/y | 2020 | H | 3 | ctrl | 2030 | 39000
21 Offshore turbines | Offshore wind turbines - renewable power - wind - large | Offshore wind turbines | renewable power | wind | large | Financial data | Fixed O&M (*total) [2020-EUR/MW_e/y] | Fixed O&M | *total | EUR/MW_e/y | 2020 | H | 3 | ctrl | 2040 | 34000
21 Offshore turbines | Offshore wind turbines - renewable power - wind - large | Offshore wind turbines | renewable power | wind | large | Financial data | Fixed O&M (*total) [2020-EUR/MW_e/y] | Fixed O&M | *total | EUR/MW_e/y | 2020 | H | 3 | ctrl | 2050 | 33000
21 Offshore turbines | Offshore wind turbines - renewable power - wind - large | Offshore wind turbines | renewable power | wind | large | Financial data | Fixed O&M (*total) [2020-EUR/MW_e/y] | Fixed O&M | *total | EUR/MW_e/y | 2020 | H | 3 | lower | 2050 | 24750
21 Offshore turbines | Offshore wind turbines - renewable power - wind - large | Offshore wind turbines | renewable power | wind | large | Financial data | Fixed O&M (*total) [2020-EUR/MW_e/y] | Fixed O&M | *total | EUR/MW_e/y | 2020 | H | 3 | upper | 2050 | 49500
21 Offshore turbines | Offshore wind turbines - renewable power - wind - large | Offshore wind turbines | renewable power | wind | large | Financial data | Nominal investment (*total) [2020-MEUR/MW_e] | Nominal investment | *total | MEUR/MW_e | 2020 | F | 3 | ctrl | 2020 | 2.1159
21 Offshore turbines | Offshore wind turbines - renewable power - wind - large | Offshore wind turbines | renewable power | wind | large | Financial data | Nominal investment (*total) [2020-MEUR/MW_e] | Nominal investment | *total | MEUR/MW_e | 2020 | F | 3 | ctrl | 2025 | 1.8837
21 Offshore turbines | Offshore wind turbines - renewable power - wind - large | Offshore wind turbines | renewable power | wind | large | Financial data | Nominal investment (*total) [2020-MEUR/MW_e] | Nominal investment | *total | MEUR/MW_e | 2020 | F | 3 | lower | 2025 | 1.8837
21 Offshore turbines | Offshore wind turbines - renewable power - wind - large | Offshore wind turbines | renewable power | wind | large | Financial data | Nominal investment (*total) [2020-MEUR/MW_e] | Nominal investment | *total | MEUR/MW_e | 2020 | F | 3 | upper | 2025 | 1.8837
21 Offshore turbines | Offshore wind turbines - renewable power - wind - large | Offshore wind turbines | renewable power | wind | large | Financial data | Nominal investment (*total) [2020-MEUR/MW_e] | Nominal investment | *total | MEUR/MW_e | 2020 | F | 3 | ctrl | 2030 | 1.7954
21 Offshore turbines | Offshore wind turbines - renewable power - wind - large | Offshore wind turbines | renewable power | wind | large | Financial data | Nominal investment (*total) [2020-MEUR/MW_e] | Nominal investment | *total | MEUR/MW_e | 2020 | F | 3 | ctrl | 2040 | 1.6764
21 Offshore turbines | Offshore wind turbines - renewable power - wind - large | Offshore wind turbines | renewable power | wind | large | Financial data | Nominal investment (*total) [2020-MEUR/MW_e] | Nominal investment | *total | MEUR/MW_e | 2020 | F | 3 | ctrl | 2050 | 1.6427
21 Offshore turbines | Offshore wind turbines - renewable power - wind - large | Offshore wind turbines | renewable power | wind | large | Financial data | Nominal investment (*total) [2020-MEUR/MW_e] | Nominal investment | *total | MEUR/MW_e | 2020 | F | 3 | lower | 2050 | 1.6427
21 Offshore turbines | Offshore wind turbines - renewable power - wind - large | Offshore wind turbines | renewable power | wind | large | Financial data | Nominal investment (*total) [2020-MEUR/MW_e] | Nominal investment | *total | MEUR/MW_e | 2020 | F | 3 | upper | 2050 | 1.6427
21 Offshore turbines | Offshore wind turbines - renewable power - wind - large | Offshore wind turbines | renewable power | wind | large | Financial data | Nominal investment (installation) [2020-MEUR/MW_e] | Nominal investment | installation | MEUR/MW_e | 2020 |  | 3 | ctrl | 2020 | 0.53911
21 Offshore turbines | Offshore wind turbines - renewable power - wind - large | Offshore wind turbines | renewable power | wind | large | Financial data | Nominal investment (installation) [2020-MEUR/MW_e] | Nominal investment | installation | MEUR/MW_e | 2020 |  | 3 | ctrl | 2025 | 0.40406
21 Offshore turbines | Offshore wind turbines - renewable power - wind - large | Offshore wind turbines | renewable power | wind | large | Financial data | Nominal investment (installation) [2020-MEUR/MW_e] | Nominal investment | installation | MEUR/MW_e | 2020 |  | 3 | lower | 2025 | 0.40406
21 Offshore turbines | Offshore wind turbines - renewable power - wind - large | Offshore wind turbines | renewable power | wind | large | Financial data | Nominal investment (installation) [2020-MEUR/MW_e] | Nominal investment | installation | MEUR/MW_e | 2020 |  | 3 | upper | 2025 | 0.40406
21 Offshore turbines | Offshore wind turbines - renewable power - wind - large | Offshore wind turbines | renewable power | wind | large | Financial data | Nominal investment (installation) [2020-MEUR/MW_e] | Nominal investment | installation | MEUR/MW_e | 2020 |  | 3 | ctrl | 2030 | 0.36506
21 Offshore turbines | Offshore wind turbines - renewable power - wind - large | Offshore wind turbines | renewable power | wind | large | Financial data | Nominal investment (installation) [2020-MEUR/MW_e] | Nominal investment | installation | MEUR/MW_e | 2020 |  | 3 | ctrl | 2040 | 0.33266
21 Offshore turbines | Offshore wind turbines - renewable power - wind - large | Offshore wind turbines | renewable power | wind | large | Financial data | Nominal investment (installation) [2020-MEUR/MW_e] | Nominal investment | installation | MEUR/MW_e | 2020 |  | 3 | ctrl | 2050 | 0.31708
21 Offshore turbines | Offshore wind turbines - renewable power - wind - large | Offshore wind turbines | renewable power | wind | large | Financial data | Nominal investment (installation) [2020-MEUR/MW_e] | Nominal investment | installation | MEUR/MW_e | 2020 |  | 3 | lower | 2050 | 0.31708
21 Offshore turbines | Offshore wind turbines - renewable power - wind - large | Offshore wind turbines | renewable power | wind | large | Financial data | Nominal investment (installation) [2020-MEUR/MW_e] | Nominal investment | installation | MEUR/MW_e | 2020 |  | 3 | upper | 2050 | 0.31708
21 Offshore turbines | Offshore wind turbines - renewable power - wind - large | Offshore wind turbines | renewable power | wind | large | Financial data | Variable O&M (*total) [2020-EUR/MWh_e] | Variable O&M | *total | EUR/MWh_e | 2020 | H | 3 | ctrl | 2020 | 5
21 Offshore turbines | Offshore wind turbines - renewable power - wind - large | Offshore wind turbines | renewable power | wind | large | Financial data | Variable O&M (*total) [2020-EUR/MWh_e] | Variable O&M | *total | EUR/MWh_e | 2020 | H | 3 | ctrl | 2025 | 4.1721
21 Offshore turbines | Offshore wind turbines - renewable power - wind - large | Offshore wind turbines | renewable power | wind | large | Financial data | Variable O&M (*total) [2020-EUR/MWh_e] | Variable O&M | *total | EUR/MWh_e | 2020 | H | 3 | lower | 2025 | 3.5463
21 Offshore turbines | Offshore wind turbines - renewable power - wind - large | Offshore wind turbines | renewable power | wind | large | Financial data | Variable O&M (*total) [2020-EUR/MWh_e] | Variable O&M | *total | EUR/MWh_e | 2020 | H | 3 | upper | 2025 | 4.7979
21 Offshore turbines | Offshore wind turbines - renewable power - wind - large | Offshore wind turbines | renewable power | wind | large | Financial data | Variable O&M (*total) [2020-EUR/MWh_e] | Variable O&M | *total | EUR/MWh_e | 2020 | H | 3 | ctrl | 2030 | 3.8947
21 Offshore turbines | Offshore wind turbines - renewable power - wind - large | Offshore wind turbines | renewable power | wind | large | Financial data | Variable O&M (*total) [2020-EUR/MWh_e] | Variable O&M | *total | EUR/MWh_e | 2020 | H | 3 | ctrl | 2040 | 3.4208
21 Offshore turbines | Offshore wind turbines - renewable power - wind - large | Offshore wind turbines | renewable power | wind | large | Financial data | Variable O&M (*total) [2020-EUR/MWh_e] | Variable O&M | *total | EUR/MWh_e | 2020 | H | 3 | ctrl | 2050 | 3.2519
21 Offshore turbines | Offshore wind turbines - renewable power - wind - large | Offshore wind turbines | renewable power | wind | large | Financial data | Variable O&M (*total) [2020-EUR/MWh_e] | Variable O&M | *total | EUR/MWh_e | 2020 | H | 3 | lower | 2050 | 2.4389
21 Offshore turbines | Offshore wind turbines - renewable power - wind - large | Offshore wind turbines | renewable power | wind | large | Financial data | Variable O&M (*total) [2020-EUR/MWh_e] | Variable O&M | *total | EUR/MWh_e | 2020 | H | 3 | upper | 2050 | 4.8779
21 Offshore turbines | Offshore wind turbines - renewable power - wind - large | Offshore wind turbines | renewable power | wind | large | Regulation ability | Cold start-up time [hours] | Cold start-up time |  | hours |  |  |  | ctrl | 2020
21 Offshore turbines | Offshore wind turbines - renewable power - wind - large | Offshore wind turbines | renewable power | wind | large | Regulation ability | Cold start-up time [hours] | Cold start-up time |  | hours |  |  |  | ctrl | 2025
21 Offshore turbines | Offshore wind turbines - renewable power - wind - large | Offshore wind turbines | renewable power | wind | large | Regulation ability | Cold start-up time [hours] | Cold start-up time |  | hours |  |  |  | lower | 2025
21 Offshore turbines | Offshore wind turbines - renewable power - wind - large | Offshore wind turbines | renewable power | wind | large | Regulation ability | Cold start-up time [hours] | Cold start-up time |  | hours |  |  |  | upper | 2025
21 Offshore turbines | Offshore wind turbines - renewable power - wind - large | Offshore wind turbines | renewable power | wind | large | Regulation ability | Cold start-up time [hours] | Cold start-up time |  | hours |  |  |  | ctrl | 2030
21 Offshore turbines | Offshore wind turbines - renewable power - wind - large | Offshore wind turbines | renewable power | wind | large | Regulation ability | Cold start-up time [hours] | Cold start-up time |  | hours |  |  |  | ctrl | 2040
21 Offshore turbines | Offshore wind turbines - renewable power - wind - large | Offshore wind turbines | renewable power | wind | large | Regulation ability | Cold start-up time [hours] | Cold start-up time |  | hours |  |  |  | ctrl | 2050
21 Offshore turbines | Offshore wind turbines - renewable power - wind - large | Offshore wind turbines | renewable power | wind | large | Regulation ability | Cold start-up time [hours] | Cold start-up time |  | hours |  |  |  | lower | 2050
21 Offshore turbines | Offshore wind turbines - renewable power - wind - large | Offshore wind turbines | renewable power | wind | large | Regulation ability | Cold start-up time [hours] | Cold start-up time |  | hours |  |  |  | upper | 2050
21 Offshore turbines | Offshore wind turbines - renewable power - wind - large | Offshore wind turbines | renewable power | wind | large | Regulation ability | Minimum load (of full load) [] | Minimum load | of full load | [] |  |  |  | ctrl | 2020
21 Offshore turbines | Offshore wind turbines - renewable power - wind - large | Offshore wind turbines | renewable power | wind | large | Regulation ability | Minimum load (of full load) [] | Minimum load | of full load | [] |  |  |  | ctrl | 2025
21 Offshore turbines | Offshore wind turbines - renewable power - wind - large | Offshore wind turbines | renewable power | wind | large | Regulation ability | Minimum load (of full load) [] | Minimum load | of full load | [] |  |  |  | lower | 2025
21 Offshore turbines | Offshore wind turbines - renewable power - wind - large | Offshore wind turbines | renewable power | wind | large | Regulation ability | Minimum load (of full load) [] | Minimum load | of full load | [] |  |  |  | upper | 2025
21 Offshore turbines | Offshore wind turbines - renewable power - wind - large | Offshore wind turbines | renewable power | wind | large | Regulation ability | Minimum load (of full load) [] | Minimum load | of full load | [] |  |  |  | ctrl | 2030
21 Offshore turbines | Offshore wind turbines - renewable power - wind - large | Offshore wind turbines | renewable power | wind | large | Regulation ability | Minimum load (of full load) [] | Minimum load | of full load | [] |  |  |  | ctrl | 2040
21 Offshore turbines | Offshore wind turbines - renewable power - wind - large | Offshore wind turbines | renewable power | wind | large | Regulation ability | Minimum load (of full load) [] | Minimum load | of full load | [] |  |  |  | ctrl | 2050
21 Offshore turbines | Offshore wind turbines - renewable power - wind - large | Offshore wind turbines | renewable power | wind | large | Regulation ability | Minimum load (of full load) [] | Minimum load | of full load | [] |  |  |  | lower | 2050
21 Offshore turbines | Offshore wind turbines - renewable power - wind - large | Offshore wind turbines | renewable power | wind | large | Regulation ability | Minimum load (of full load) [] | Minimum load | of full load | [] |  |  |  | upper | 2050
21 Offshore turbines | Offshore wind turbines - renewable power - wind - large | Offshore wind turbines | renewable power | wind | large | Regulation ability | Primary regulation (of full load, per 30 seconds) [] | Primary regulation | of full load, per 30 seconds | [] |  |  |  | ctrl | 2020
21 Offshore turbines | Offshore wind turbines - renewable power - wind - large | Offshore wind turbines | renewable power | wind | large | Regulation ability | Primary regulation (of full load, per 30 seconds) [] | Primary regulation | of full load, per 30 seconds | [] |  |  |  | ctrl | 2025
21 Offshore turbines | Offshore wind turbines - renewable power - wind - large | Offshore wind turbines | renewable power | wind | large | Regulation ability | Primary regulation (of full load, per 30 seconds) [] | Primary regulation | of full load, per 30 seconds | [] |  |  |  | lower | 2025
21 Offshore turbines | Offshore wind turbines - renewable power - wind - large | Offshore wind turbines | renewable power | wind | large | Regulation ability | Primary regulation (of full load, per 30 seconds) [] | Primary regulation | of full load, per 30 seconds | [] |  |  |  | upper | 2025
21 Offshore turbines | Offshore wind turbines - renewable power - wind - large | Offshore wind turbines | renewable power | wind | large | Regulation ability | Primary regulation (of full load, per 30 seconds) [] | Primary regulation | of full load, per 30 seconds | [] |  |  |  | ctrl | 2030
21 Offshore turbines | Offshore wind turbines - renewable power - wind - large | Offshore wind turbines | renewable power | wind | large | Regulation ability | Primary regulation (of full load, per 30 seconds) [] | Primary regulation | of full load, per 30 seconds | [] |  |  |  | ctrl | 2040
21 Offshore turbines | Offshore wind turbines - renewable power - wind - large | Offshore wind turbines | renewable power | wind | large | Regulation ability | Primary regulation (of full load, per 30 seconds) [] | Primary regulation | of full load, per 30 seconds | [] |  |  |  | ctrl | 2050
21 Offshore turbines | Offshore wind turbines - renewable power - wind - large | Offshore wind turbines | renewable power | wind | large | Regulation ability | Primary regulation (of full load, per 30 seconds) [] | Primary regulation | of full load, per 30 seconds | [] |  |  |  | lower | 2050
21 Offshore turbines | Offshore wind turbines - renewable power - wind - large | Offshore wind turbines | renewable power | wind | large | Regulation ability | Primary regulation (of full load, per 30 seconds) [] | Primary regulation | of full load, per 30 seconds | [] |  |  |  | upper | 2050
21 Offshore turbines | Offshore wind turbines - renewable power - wind - large | Offshore wind turbines | renewable power | wind | large | Regulation ability | Secondary regulation (of full load, per minute) [] | Secondary regulation | of full load, per minute | [] |  |  |  | ctrl | 2020
21 Offshore turbines | Offshore wind turbines - renewable power - wind - large | Offshore wind turbines | renewable power | wind | large | Regulation ability | Secondary regulation (of full load, per minute) [] | Secondary regulation | of full load, per minute | [] |  |  |  | ctrl | 2025
21 Offshore turbines | Offshore wind turbines - renewable power - wind - large | Offshore wind turbines | renewable power | wind | large | Regulation ability | Secondary regulation (of full load, per minute) [] | Secondary regulation | of full load, per minute | [] |  |  |  | lower | 2025
21 Offshore turbines | Offshore wind turbines - renewable power - wind - large | Offshore wind turbines | renewable power | wind | large | Regulation ability | Secondary regulation (of full load, per minute) [] | Secondary regulation | of full load, per minute | [] |  |  |  | upper | 2025
21 Offshore turbines | Offshore wind turbines - renewable power - wind - large | Offshore wind turbines | renewable power | wind | large | Regulation ability | Secondary regulation (of full load, per minute) [] | Secondary regulation | of full load, per minute | [] |  |  |  | ctrl | 2030
21 Offshore turbines | Offshore wind turbines - renewable power - wind - large | Offshore wind turbines | renewable power | wind | large | Regulation ability | Secondary regulation (of full load, per minute) [] | Secondary regulation | of full load, per minute | [] |  |  |  | ctrl | 2040
21 Offshore turbines | Offshore wind turbines - renewable power - wind - large | Offshore wind turbines | renewable power | wind | large | Regulation ability | Secondary regulation (of full load, per minute) [] | Secondary regulation | of full load, per minute | [] |  |  |  | ctrl | 2050
21 Offshore turbines | Offshore wind turbines - renewable power - wind - large | Offshore wind turbines | renewable power | wind | large | Regulation ability | Secondary regulation (of full load, per minute) [] | Secondary regulation | of full load, per minute | [] |  |  |  | lower | 2050
21 Offshore turbines | Offshore wind turbines - renewable power - wind - large | Offshore wind turbines | renewable power | wind | large | Regulation ability | Secondary regulation (of full load, per minute) [] | Secondary regulation | of full load, per minute | [] |  |  |  | upper | 2050
21 Offshore turbines | Offshore wind turbines - renewable power - wind - large | Offshore wind turbines | renewable power | wind | large | Regulation ability | Warm start-up time [hours] | Warm start-up time |  | hours |  |  |  | ctrl | 2020
21 Offshore turbines | Offshore wind turbines - renewable power - wind - large | Offshore wind turbines | renewable power | wind | large | Regulation ability | Warm start-up time [hours] | Warm start-up time |  | hours |  |  |  | ctrl | 2025
21 Offshore turbines | Offshore wind turbines - renewable power - wind - large | Offshore wind turbines | renewable power | wind | large | Regulation ability | Warm start-up time [hours] | Warm start-up time |  | hours |  |  |  | lower | 2025
21 Offshore turbines | Offshore wind turbines - renewable power - wind - large | Offshore wind turbines | renewable power | wind | large | Regulation ability | Warm start-up time [hours] | Warm start-up time |  | hours |  |  |  | upper | 2025
21 Offshore turbines | Offshore wind turbines - renewable power - wind - large | Offshore wind turbines | renewable power | wind | large | Regulation ability | Warm start-up time [hours] | Warm start-up time |  | hours |  |  |  | ctrl | 2030
21 Offshore turbines | Offshore wind turbines - renewable power - wind - large | Offshore wind turbines | renewable power | wind | large | Regulation ability | Warm start-up time [hours] | Warm start-up time |  | hours |  |  |  | ctrl | 2040
21 Offshore turbines | Offshore wind turbines - renewable power - wind - large | Offshore wind turbines | renewable power | wind | large | Regulation ability | Warm start-up time [hours] | Warm start-up time |  | hours |  |  |  | ctrl | 2050
21 Offshore turbines | Offshore wind turbines - renewable power - wind - large | Offshore wind turbines | renewable power | wind | large | Regulation ability | Warm start-up time [hours] | Warm start-up time |  | hours |  |  |  | lower | 2050
21 Offshore turbines | Offshore wind turbines - renewable power - wind - large | Offshore wind turbines | renewable power | wind | large | Regulation ability | Warm start-up time [hours] | Warm start-up time |  | hours |  |  |  | upper | 2050
21 Offshore turbines | Offshore wind turbines - renewable power - wind - large | Offshore wind turbines | renewable power | wind | large | Technology-specific data | Average annual full-load hours [MWh_e/MW_e] | Average annual full-load hours |  | MWh_e/MW_e |  | J | 3 | ctrl | 2020 | 4400
21 Offshore turbines | Offshore wind turbines - renewable power - wind - large | Offshore wind turbines | renewable power | wind | large | Technology-specific data | Average annual full-load hours [MWh_e/MW_e] | Average annual full-load hours |  | MWh_e/MW_e |  | J | 3 | ctrl | 2025 | 4775
21 Offshore turbines | Offshore wind turbines - renewable power - wind - large | Offshore wind turbines | renewable power | wind | large | Technology-specific data | Average annual full-load hours [MWh_e/MW_e] | Average annual full-load hours |  | MWh_e/MW_e |  | J | 3 | lower | 2025 | 4300
21 Offshore turbines | Offshore wind turbines - renewable power - wind - large | Offshore wind turbines | renewable power | wind | large | Technology-specific data | Average annual full-load hours [MWh_e/MW_e] | Average annual full-load hours |  | MWh_e/MW_e |  | J | 3 | upper | 2025 | 5250
21 Offshore turbines | Offshore wind turbines - renewable power - wind - large | Offshore wind turbines | renewable power | wind | large | Technology-specific data | Average annual full-load hours [MWh_e/MW_e] | Average annual full-load hours |  | MWh_e/MW_e |  | J | 3 | ctrl | 2030 | 4800
21 Offshore turbines | Offshore wind turbines - renewable power - wind - large | Offshore wind turbines | renewable power | wind | large | Technology-specific data | Average annual full-load hours [MWh_e/MW_e] | Average annual full-load hours |  | MWh_e/MW_e |  | J | 3 | ctrl | 2040 | 4850
21 Offshore turbines | Offshore wind turbines - renewable power - wind - large | Offshore wind turbines | renewable power | wind | large | Technology-specific data | Average annual full-load hours [MWh_e/MW_e] | Average annual full-load hours |  | MWh_e/MW_e |  | J | 3 | ctrl | 2050 | 4900
21 Offshore turbines | Offshore wind turbines - renewable power - wind - large | Offshore wind turbines | renewable power | wind | large | Technology-specific data | Average annual full-load hours [MWh_e/MW_e] | Average annual full-load hours |  | MWh_e/MW_e |  | J | 3 | lower | 2050 | 4050
21 Offshore turbines | Offshore wind turbines - renewable power - wind - large | Offshore wind turbines | renewable power | wind | large | Technology-specific data | Average annual full-load hours [MWh_e/MW_e] | Average annual full-load hours |  | MWh_e/MW_e |  | J | 3 | upper | 2050 | 5500
21 Offshore turbines | Offshore wind turbines - renewable power - wind - large | Offshore wind turbines | renewable power | wind | large | Technology-specific data | Hub height [m] | Hub height |  | m |  |  | 1 | ctrl | 2020 | 103.5
21 Offshore turbines | Offshore wind turbines - renewable power - wind - large | Offshore wind turbines | renewable power | wind | large | Technology-specific data | Hub height [m] | Hub height |  | m |  |  | 1 | ctrl | 2025 | 138
21 Offshore turbines | Offshore wind turbines - renewable power - wind - large | Offshore wind turbines | renewable power | wind | large | Technology-specific data | Hub height [m] | Hub height |  | m |  |  | 1 | lower | 2025 | 124.2
21 Offshore turbines | Offshore wind turbines - renewable power - wind - large | Offshore wind turbines | renewable power | wind | large | Technology-specific data | Hub height [m] | Hub height |  | m |  |  | 1 | upper | 2025 | 151.8
21 Offshore turbines | Offshore wind turbines - renewable power - wind - large | Offshore wind turbines | renewable power | wind | large | Technology-specific data | Hub height [m] | Hub height |  | m |  |  | 1 | ctrl | 2030 | 155
21 Offshore turbines | Offshore wind turbines - renewable power - wind - large | Offshore wind turbines | renewable power | wind | large | Technology-specific data | Hub height [m] | Hub height |  | m |  |  | 1 | ctrl | 2040 | 170
21 Offshore turbines | Offshore wind turbines - renewable power - wind - large | Offshore wind turbines | renewable power | wind | large | Technology-specific data | Hub height [m] | Hub height |  | m |  |  | 1 | ctrl | 2050 | 185
21 Offshore turbines | Offshore wind turbines - renewable power - wind - large | Offshore wind turbines | renewable power | wind | large | Technology-specific data | Hub height [m] | Hub height |  | m |  |  | 1 | lower | 2050 | 157.25
21 Offshore turbines | Offshore wind turbines - renewable power - wind - large | Offshore wind turbines | renewable power | wind | large | Technology-specific data | Hub height [m] | Hub height |  | m |  |  | 1 | upper | 2050 | 212.75
21 Offshore turbines | Offshore wind turbines - renewable power - wind - large | Offshore wind turbines | renewable power | wind | large | Financial data | Nominal investment (project development etc.) [2020-MEUR/MW_e] | Nominal investment | project development etc. | MEUR/MW_e | 2020 |  | 3, 6 | ctrl | 2020 | 0.38081
21 Offshore turbines | Offshore wind turbines - renewable power - wind - large | Offshore wind turbines | renewable power | wind | large | Financial data | Nominal investment (project development etc.) [2020-MEUR/MW_e] | Nominal investment | project development etc. | MEUR/MW_e | 2020 |  | 3, 6 | ctrl | 2025 | 0.31068
21 Offshore turbines | Offshore wind turbines - renewable power - wind - large | Offshore wind turbines | renewable power | wind | large | Financial data | Nominal investment (project development etc.) [2020-MEUR/MW_e] | Nominal investment | project development etc. | MEUR/MW_e | 2020 |  | 3, 6 | lower | 2025 | 0.26408
21 Offshore turbines | Offshore wind turbines - renewable power - wind - large | Offshore wind turbines | renewable power | wind | large | Financial data | Nominal investment (project development etc.) [2020-MEUR/MW_e] | Nominal investment | project development etc. | MEUR/MW_e | 2020 |  | 3, 6 | upper | 2025 | 0.35728
21 Offshore turbines | Offshore wind turbines - renewable power - wind - large | Offshore wind turbines | renewable power | wind | large | Financial data | Nominal investment (project development etc.) [2020-MEUR/MW_e] | Nominal investment | project development etc. | MEUR/MW_e | 2020 |  | 3, 6 | ctrl | 2030 | 0.28378
21 Offshore turbines | Offshore wind turbines - renewable power - wind - large | Offshore wind turbines | renewable power | wind | large | Financial data | Nominal investment (project development etc.) [2020-MEUR/MW_e] | Nominal investment | project development etc. | MEUR/MW_e | 2020 |  | 3, 6 | ctrl | 2040 | 0.2451
21 Offshore turbines | Offshore wind turbines - renewable power - wind - large | Offshore wind turbines | renewable power | wind | large | Financial data | Nominal investment (project development etc.) [2020-MEUR/MW_e] | Nominal investment | project development etc. | MEUR/MW_e | 2020 |  | 3, 6 | ctrl | 2050 | 0.22896
21 Offshore turbines | Offshore wind turbines - renewable power - wind - large | Offshore wind turbines | renewable power | wind | large | Financial data | Nominal investment (project development etc.) [2020-MEUR/MW_e] | Nominal investment | project development etc. | MEUR/MW_e | 2020 |  | 3, 6 | lower | 2050 | 0.17172
21 Offshore turbines | Offshore wind turbines - renewable power - wind - large | Offshore wind turbines | renewable power | wind | large | Financial data | Nominal investment (project development etc.) [2020-MEUR/MW_e] | Nominal investment | project development etc. | MEUR/MW_e | 2020 |  | 3, 6 | upper | 2050 | 0.34344
21 Offshore turbines | Offshore wind turbines - renewable power - wind - large | Offshore wind turbines | renewable power | wind | large | Financial data | Nominal investment (array cables) [2020-MEUR/MW_e] | Nominal investment | array cables | MEUR/MW_e | 2020 |  | 3 | ctrl | 2020 | 0.02614
21 Offshore turbines | Offshore wind turbines - renewable power - wind - large | Offshore wind turbines | renewable power | wind | large | Financial data | Nominal investment (array cables) [2020-MEUR/MW_e] | Nominal investment | array cables | MEUR/MW_e | 2020 |  | 3 | ctrl | 2025 | 0.019706
21 Offshore turbines | Offshore wind turbines - renewable power - wind - large | Offshore wind turbines | renewable power | wind | large | Financial data | Nominal investment (array cables) [2020-MEUR/MW_e] | Nominal investment | array cables | MEUR/MW_e | 2020 |  | 3 | lower | 2025 | 0.01675
21 Offshore turbines | Offshore wind turbines - renewable power - wind - large | Offshore wind turbines | renewable power | wind | large | Financial data | Nominal investment (array cables) [2020-MEUR/MW_e] | Nominal investment | array cables | MEUR/MW_e | 2020 |  | 3 | upper | 2025 | 0.022662
21 Offshore turbines | Offshore wind turbines - renewable power - wind - large | Offshore wind turbines | renewable power | wind | large | Financial data | Nominal investment (array cables) [2020-MEUR/MW_e] | Nominal investment | array cables | MEUR/MW_e | 2020 |  | 3 | ctrl | 2030 | 0.016604
21 Offshore turbines | Offshore wind turbines - renewable power - wind - large | Offshore wind turbines | renewable power | wind | large | Financial data | Nominal investment (array cables) [2020-MEUR/MW_e] | Nominal investment | array cables | MEUR/MW_e | 2020 |  | 3 | ctrl | 2040 | 0.014302
21 Offshore turbines | Offshore wind turbines - renewable power - wind - large | Offshore wind turbines | renewable power | wind | large | Financial data | Nominal investment (array cables) [2020-MEUR/MW_e] | Nominal investment | array cables | MEUR/MW_e | 2020 |  | 3 | ctrl | 2050 | 0.012951
21 Offshore turbines | Offshore wind turbines - renewable power - wind - large | Offshore wind turbines | renewable power | wind | large | Financial data | Nominal investment (array cables) [2020-MEUR/MW_e] | Nominal investment | array cables | MEUR/MW_e | 2020 |  | 3 | lower | 2050 | 0.0097129
21 Offshore turbines | Offshore wind turbines - renewable power - wind - large | Offshore wind turbines | renewable power | wind | large | Financial data | Nominal investment (array cables) [2020-MEUR/MW_e] | Nominal investment | array cables | MEUR/MW_e | 2020 |  | 3 | upper | 2050 | 0.019426
21 Offshore turbines | Offshore wind turbines - renewable power - wind - large | Offshore wind turbines | renewable power | wind | large | Financial data | Nominal investment (foundation) [2020-MEUR/MW_e] | Nominal investment | foundation | MEUR/MW_e | 2020 |  | 3, 4 | ctrl | 2020 | 0.20689
21 Offshore turbines | Offshore wind turbines - renewable power - wind - large | Offshore wind turbines | renewable power | wind | large | Financial data | Nominal investment (foundation) [2020-MEUR/MW_e] | Nominal investment | foundation | MEUR/MW_e | 2020 |  | 3, 4 | ctrl | 2025 | 0.21461
21 Offshore turbines | Offshore wind turbines - renewable power - wind - large | Offshore wind turbines | renewable power | wind | large | Financial data | Nominal investment (foundation) [2020-MEUR/MW_e] | Nominal investment | foundation | MEUR/MW_e | 2020 |  | 3, 4 | lower | 2025 | 0.18242
21 Offshore turbines | Offshore wind turbines - renewable power - wind - large | Offshore wind turbines | renewable power | wind | large | Financial data | Nominal investment (foundation) [2020-MEUR/MW_e] | Nominal investment | foundation | MEUR/MW_e | 2020 |  | 3, 4 | upper | 2025 | 0.24681
21 Offshore turbines | Offshore wind turbines - renewable power - wind - large | Offshore wind turbines | renewable power | wind | large | Financial data | Nominal investment (foundation) [2020-MEUR/MW_e] | Nominal investment | foundation | MEUR/MW_e | 2020 |  | 3, 4 | ctrl | 2030 | 0.21768
21 Offshore turbines | Offshore wind turbines - renewable power - wind - large | Offshore wind turbines | renewable power | wind | large | Financial data | Nominal investment (foundation) [2020-MEUR/MW_e] | Nominal investment | foundation | MEUR/MW_e | 2020 |  | 3, 4 | ctrl | 2040 | 0.22033
21 Offshore turbines | Offshore wind turbines - renewable power - wind - large | Offshore wind turbines | renewable power | wind | large | Financial data | Nominal investment (foundation) [2020-MEUR/MW_e] | Nominal investment | foundation | MEUR/MW_e | 2020 |  | 3, 4 | ctrl | 2050 | 0.2127
21 Offshore turbines | Offshore wind turbines - renewable power - wind - large | Offshore wind turbines | renewable power | wind | large | Financial data | Nominal investment (foundation) [2020-MEUR/MW_e] | Nominal investment | foundation | MEUR/MW_e | 2020 |  | 3, 4 | lower | 2050 | 0.15953
21 Offshore turbines | Offshore wind turbines - renewable power - wind - large | Offshore wind turbines | renewable power | wind | large | Financial data | Nominal investment (foundation) [2020-MEUR/MW_e] | Nominal investment | foundation | MEUR/MW_e | 2020 |  | 3, 4 | upper | 2050 | 0.31905
21 Offshore turbines | Offshore wind turbines - renewable power - wind - large | Offshore wind turbines | renewable power | wind | large | Financial data | Nominal investment (grid connection) [2020-MEUR/MW_e] | Nominal investment | grid connection | MEUR/MW_e | 2020 |  | 3, 5 | ctrl | 2020 | 0.24667
21 Offshore turbines | Offshore wind turbines - renewable power - wind - large | Offshore wind turbines | renewable power | wind | large | Financial data | Nominal investment (grid connection) [2020-MEUR/MW_e] | Nominal investment | grid connection | MEUR/MW_e | 2020 |  | 3, 5 | ctrl | 2025 | 0.23966
21 Offshore turbines | Offshore wind turbines - renewable power - wind - large | Offshore wind turbines | renewable power | wind | large | Financial data | Nominal investment (grid connection) [2020-MEUR/MW_e] | Nominal investment | grid connection | MEUR/MW_e | 2020 |  | 3, 5 | lower | 2025 | 0.20371
21 Offshore turbines | Offshore wind turbines - renewable power - wind - large | Offshore wind turbines | renewable power | wind | large | Financial data | Nominal investment (grid connection) [2020-MEUR/MW_e] | Nominal investment | grid connection | MEUR/MW_e | 2020 |  | 3, 5 | upper | 2025 | 0.2756
21 Offshore turbines | Offshore wind turbines - renewable power - wind - large | Offshore wind turbines | renewable power | wind | large | Financial data | Nominal investment (grid connection) [2020-MEUR/MW_e] | Nominal investment | grid connection | MEUR/MW_e | 2020 |  | 3, 5 | ctrl | 2030 | 0.24096
21 Offshore turbines | Offshore wind turbines - renewable power - wind - large | Offshore wind turbines | renewable power | wind | large | Financial data | Nominal investment (grid connection) [2020-MEUR/MW_e] | Nominal investment | grid connection | MEUR/MW_e | 2020 |  | 3, 5 | ctrl | 2040 | 0.25053
21 Offshore turbines | Offshore wind turbines - renewable power - wind - large | Offshore wind turbines | renewable power | wind | large | Financial data | Nominal investment (grid connection) [2020-MEUR/MW_e] | Nominal investment | grid connection | MEUR/MW_e | 2020 |  | 3, 5 | ctrl | 2050 | 0.2643
21 Offshore turbines | Offshore wind turbines - renewable power - wind - large | Offshore wind turbines | renewable power | wind | large | Financial data | Nominal investment (grid connection) [2020-MEUR/MW_e] | Nominal investment | grid connection | MEUR/MW_e | 2020 |  | 3, 5 | lower | 2050 | 0.19822
21 Offshore turbines | Offshore wind turbines - renewable power - wind - large | Offshore wind turbines | renewable power | wind | large | Financial data | Nominal investment (grid connection) [2020-MEUR/MW_e] | Nominal investment | grid connection | MEUR/MW_e | 2020 |  | 3, 5 | upper | 2050 | 0.39645
21 Offshore turbines | Offshore wind turbines - renewable power - wind - large | Offshore wind turbines | renewable power | wind | large | Financial data | Nominal investment (turbines) [2020-MEUR/MW_e] | Nominal investment | turbines | MEUR/MW_e | 2020 |  | 3 | ctrl | 2020 | 0.71632
21 Offshore turbines | Offshore wind turbines - renewable power - wind - large | Offshore wind turbines | renewable power | wind | large | Financial data | Nominal investment (turbines) [2020-MEUR/MW_e] | Nominal investment | turbines | MEUR/MW_e | 2020 |  | 3 | ctrl | 2025 | 0.69499
21 Offshore turbines | Offshore wind turbines - renewable power - wind - large | Offshore wind turbines | renewable power | wind | large | Financial data | Nominal investment (turbines) [2020-MEUR/MW_e] | Nominal investment | turbines | MEUR/MW_e | 2020 |  | 3 | lower | 2025 | 0.59074
21 Offshore turbines | Offshore wind turbines - renewable power - wind - large | Offshore wind turbines | renewable power | wind | large | Financial data | Nominal investment (turbines) [2020-MEUR/MW_e] | Nominal investment | turbines | MEUR/MW_e | 2020 |  | 3 | upper | 2025 | 0.79923
21 Offshore turbines | Offshore wind turbines - renewable power - wind - large | Offshore wind turbines | renewable power | wind | large | Financial data | Nominal investment (turbines) [2020-MEUR/MW_e] | Nominal investment | turbines | MEUR/MW_e | 2020 |  | 3 | ctrl | 2030 | 0.67129
21 Offshore turbines | Offshore wind turbines - renewable power - wind - large | Offshore wind turbines | renewable power | wind | large | Financial data | Nominal investment (turbines) [2020-MEUR/MW_e] | Nominal investment | turbines | MEUR/MW_e | 2020 |  | 3 | ctrl | 2040 | 0.61348
21 Offshore turbines | Offshore wind turbines - renewable power - wind - large | Offshore wind turbines | renewable power | wind | large | Financial data | Nominal investment (turbines) [2020-MEUR/MW_e] | Nominal investment | turbines | MEUR/MW_e | 2020 |  | 3 | ctrl | 2050 | 0.60676
21 Offshore turbines | Offshore wind turbines - renewable power - wind - large | Offshore wind turbines | renewable power | wind | large | Financial data | Nominal investment (turbines) [2020-MEUR/MW_e] | Nominal investment | turbines | MEUR/MW_e | 2020 |  | 3 | lower | 2050 | 0.45507
21 Offshore turbines | Offshore wind turbines - renewable power - wind - large | Offshore wind turbines | renewable power | wind | large | Financial data | Nominal investment (turbines) [2020-MEUR/MW_e] | Nominal investment | turbines | MEUR/MW_e | 2020 |  | 3 | upper | 2050 | 0.91014
21 Offshore turbines | Offshore wind turbines - renewable power - wind - large | Offshore wind turbines | renewable power | wind | large | Technology-specific data | Rotor diameter [m] | Rotor diameter |  | m |  |  | 1 | ctrl | 2020 | 167
21 Offshore turbines | Offshore wind turbines - renewable power - wind - large | Offshore wind turbines | renewable power | wind | large | Technology-specific data | Rotor diameter [m] | Rotor diameter |  | m |  |  | 1 | ctrl | 2025 | 236
21 Offshore turbines | Offshore wind turbines - renewable power - wind - large | Offshore wind turbines | renewable power | wind | large | Technology-specific data | Rotor diameter [m] | Rotor diameter |  | m |  |  | 1 | lower | 2025 | 212.4
21 Offshore turbines | Offshore wind turbines - renewable power - wind - large | Offshore wind turbines | renewable power | wind | large | Technology-specific data | Rotor diameter [m] | Rotor diameter |  | m |  |  | 1 | upper | 2025 | 259.6
21 Offshore turbines | Offshore wind turbines - renewable power - wind - large | Offshore wind turbines | renewable power | wind | large | Technology-specific data | Rotor diameter [m] | Rotor diameter |  | m |  |  | 1 | ctrl | 2030 | 270
21 Offshore turbines | Offshore wind turbines - renewable power - wind - large | Offshore wind turbines | renewable power | wind | large | Technology-specific data | Rotor diameter [m] | Rotor diameter |  | m |  |  | 1 | ctrl | 2040 | 300
21 Offshore turbines | Offshore wind turbines - renewable power - wind - large | Offshore wind turbines | renewable power | wind | large | Technology-specific data | Rotor diameter [m] | Rotor diameter |  | m |  |  | 1 | ctrl | 2050 | 330
21 Offshore turbines | Offshore wind turbines - renewable power - wind - large | Offshore wind turbines | renewable power | wind | large | Technology-specific data | Rotor diameter [m] | Rotor diameter |  | m |  |  | 1 | lower | 2050 | 280.5
21 Offshore turbines | Offshore wind turbines - renewable power - wind - large | Offshore wind turbines | renewable power | wind | large | Technology-specific data | Rotor diameter [m] | Rotor diameter |  | m |  |  | 1 | upper | 2050 | 379.5
21 Offshore turbines | Offshore wind turbines - renewable power - wind - large | Offshore wind turbines | renewable power | wind | large | Technology-specific data | Specific area coverage [MW_e/km2] | Specific area coverage |  | MW_e/km2 |  | E | 3 | ctrl | 2020 | 6.0476
21 Offshore turbines | Offshore wind turbines - renewable power - wind - large | Offshore wind turbines | renewable power | wind | large | Technology-specific data | Specific area coverage [MW_e/km2] | Specific area coverage |  | MW_e/km2 |  | E | 3 | ctrl | 2025 | 5.6382
21 Offshore turbines | Offshore wind turbines - renewable power - wind - large | Offshore wind turbines | renewable power | wind | large | Technology-specific data | Specific area coverage [MW_e/km2] | Specific area coverage |  | MW_e/km2 |  | E | 3 | lower | 2025 | 6.6332
21 Offshore turbines | Offshore wind turbines - renewable power - wind - large | Offshore wind turbines | renewable power | wind | large | Technology-specific data | Specific area coverage [MW_e/km2] | Specific area coverage |  | MW_e/km2 |  | E | 3 | upper | 2025 | 4.9028
21 Offshore turbines | Offshore wind turbines - renewable power - wind - large | Offshore wind turbines | renewable power | wind | large | Technology-specific data | Specific area coverage [MW_e/km2] | Specific area coverage |  | MW_e/km2 |  | E | 3 | ctrl | 2030 | 5.8152
21 Offshore turbines | Offshore wind turbines - renewable power - wind - large | Offshore wind turbines | renewable power | wind | large | Technology-specific data | Specific area coverage [MW_e/km2] | Specific area coverage |  | MW_e/km2 |  | E | 3 | ctrl | 2040 | 5.8879
21 Offshore turbines | Offshore wind turbines - renewable power - wind - large | Offshore wind turbines | renewable power | wind | large | Technology-specific data | Specific area coverage [MW_e/km2] | Specific area coverage |  | MW_e/km2 |  | E | 3 | ctrl | 2050 | 5.8392
21 Offshore turbines | Offshore wind turbines - renewable power - wind - large | Offshore wind turbines | renewable power | wind | large | Technology-specific data | Specific area coverage [MW_e/km2] | Specific area coverage |  | MW_e/km2 |  | E | 3 | lower | 2050 | 7.7856
21 Offshore turbines | Offshore wind turbines - renewable power - wind - large | Offshore wind turbines | renewable power | wind | large | Technology-specific data | Specific area coverage [MW_e/km2] | Specific area coverage |  | MW_e/km2 |  | E | 3 | upper | 2050 | 4.6714
21 Offshore turbines | Offshore wind turbines - renewable power - wind - large | Offshore wind turbines | renewable power | wind | large | Technology-specific data | Specific power [W_e/m2] | Specific power |  | W_e/m2 |  | I | 1 | ctrl | 2020 | 383.4921
21 Offshore turbines | Offshore wind turbines - renewable power - wind - large | Offshore wind turbines | renewable power | wind | large | Technology-specific data | Specific power [W_e/m2] | Specific power |  | W_e/m2 |  | I | 1 | ctrl | 2025 | 342.9078
21 Offshore turbines | Offshore wind turbines - renewable power - wind - large | Offshore wind turbines | renewable power | wind | large | Technology-specific data | Specific power [W_e/m2] | Specific power |  | W_e/m2 |  | I | 1 | lower | 2025 | 359.8415
21 Offshore turbines | Offshore wind turbines - renewable power - wind - large | Offshore wind turbines | renewable power | wind | large | Technology-specific data | Specific power [W_e/m2] | Specific power |  | W_e/m2 |  | I | 1 | upper | 2025 | 325.9041
21 Offshore turbines | Offshore wind turbines - renewable power - wind - large | Offshore wind turbines | renewable power | wind | large | Technology-specific data | Specific power [W_e/m2] | Specific power |  | W_e/m2 |  | I | 1 | ctrl | 2030 | 349.3113
21 Offshore turbines | Offshore wind turbines - renewable power - wind - large | Offshore wind turbines | renewable power | wind | large | Technology-specific data | Specific power [W_e/m2] | Specific power |  | W_e/m2 |  | I | 1 | ctrl | 2040 | 353.6777
21 Offshore turbines | Offshore wind turbines - renewable power - wind - large | Offshore wind turbines | renewable power | wind | large | Technology-specific data | Specific power [W_e/m2] | Specific power |  | W_e/m2 |  | I | 1 | ctrl | 2050 | 350.7547
21 Offshore turbines | Offshore wind turbines - renewable power - wind - large | Offshore wind turbines | renewable power | wind | large | Technology-specific data | Specific power [W_e/m2] | Specific power |  | W_e/m2 |  | I | 1 | lower | 2050 | 364.1052
21 Offshore turbines | Offshore wind turbines - renewable power - wind - large | Offshore wind turbines | renewable power | wind | large | Technology-specific data | Specific power [W_e/m2] | Specific power |  | W_e/m2 |  | I | 1 | upper | 2050 | 331.5262
21 Near shore turbines | Offshore wind turbines, nearshore - renewable power - wind - large | Offshore wind turbines, nearshore | renewable power | wind | large | Energy/technical data | Construction time [years] | Construction time |  | years |  | D |  | ctrl | 2020 | 2.5
21 Near shore turbines | Offshore wind turbines, nearshore - renewable power - wind - large | Offshore wind turbines, nearshore | renewable power | wind | large | Energy/technical data | Construction time [years] | Construction time |  | years |  | D |  | ctrl | 2025 | 2.5
21 Near shore turbines | Offshore wind turbines, nearshore - renewable power - wind - large | Offshore wind turbines, nearshore | renewable power | wind | large | Energy/technical data | Construction time [years] | Construction time |  | years |  | D |  | lower | 2025 | 2
21 Near shore turbines | Offshore wind turbines, nearshore - renewable power - wind - large | Offshore wind turbines, nearshore | renewable power | wind | large | Energy/technical data | Construction time [years] | Construction time |  | years |  | D |  | upper | 2025 | 3
21 Near shore turbines | Offshore wind turbines, nearshore - renewable power - wind - large | Offshore wind turbines, nearshore | renewable power | wind | large | Energy/technical data | Construction time [years] | Construction time |  | years |  | D |  | ctrl | 2030 | 2.5
21 Near shore turbines | Offshore wind turbines, nearshore - renewable power - wind - large | Offshore wind turbines, nearshore | renewable power | wind | large | Energy/technical data | Construction time [years] | Construction time |  | years |  | D |  | ctrl | 2040 | 2.5
21 Near shore turbines | Offshore wind turbines, nearshore - renewable power - wind - large | Offshore wind turbines, nearshore | renewable power | wind | large | Energy/technical data | Construction time [years] | Construction time |  | years |  | D |  | ctrl | 2050 | 2
21 Near shore turbines | Offshore wind turbines, nearshore - renewable power - wind - large | Offshore wind turbines, nearshore | renewable power | wind | large | Energy/technical data | Construction time [years] | Construction time |  | years |  | D |  | lower | 2050 | 1.5
21 Near shore turbines | Offshore wind turbines, nearshore - renewable power - wind - large | Offshore wind turbines, nearshore | renewable power | wind | large | Energy/technical data | Construction time [years] | Construction time |  | years |  | D |  | upper | 2050 | 2.5
21 Near shore turbines | Offshore wind turbines, nearshore - renewable power - wind - large | Offshore wind turbines, nearshore | renewable power | wind | large | Energy/technical data | Forced outage [] | Forced outage |  | [] |  |  |  | ctrl | 2020 | 0.020483
21 Near shore turbines | Offshore wind turbines, nearshore - renewable power - wind - large | Offshore wind turbines, nearshore | renewable power | wind | large | Energy/technical data | Forced outage [] | Forced outage |  | [] |  |  |  | ctrl | 2025 | 0.019417
21 Near shore turbines | Offshore wind turbines, nearshore - renewable power - wind - large | Offshore wind turbines, nearshore | renewable power | wind | large | Energy/technical data | Forced outage [] | Forced outage |  | [] |  |  |  | lower | 2025 | 0.019417
21 Near shore turbines | Offshore wind turbines, nearshore - renewable power - wind - large | Offshore wind turbines, nearshore | renewable power | wind | large | Energy/technical data | Forced outage [] | Forced outage |  | [] |  |  |  | upper | 2025 | 0.019417
21 Near shore turbines | Offshore wind turbines, nearshore - renewable power - wind - large | Offshore wind turbines, nearshore | renewable power | wind | large | Energy/technical data | Forced outage [] | Forced outage |  | [] |  |  |  | ctrl | 2030 | 0.018872
21 Near shore turbines | Offshore wind turbines, nearshore - renewable power - wind - large | Offshore wind turbines, nearshore | renewable power | wind | large | Energy/technical data | Forced outage [] | Forced outage |  | [] |  |  |  | ctrl | 2040 | 0.018872
21 Near shore turbines | Offshore wind turbines, nearshore - renewable power - wind - large | Offshore wind turbines, nearshore | renewable power | wind | large | Energy/technical data | Forced outage [] | Forced outage |  | [] |  |  |  | ctrl | 2050 | 0.018872
21 Near shore turbines | Offshore wind turbines, nearshore - renewable power - wind - large | Offshore wind turbines, nearshore | renewable power | wind | large | Energy/technical data | Forced outage [] | Forced outage |  | [] |  |  |  | lower | 2050 | 0.018872
21 Near shore turbines | Offshore wind turbines, nearshore - renewable power - wind - large | Offshore wind turbines, nearshore | renewable power | wind | large | Energy/technical data | Forced outage [] | Forced outage |  | [] |  |  |  | upper | 2050 | 0.018872
21 Near shore turbines | Offshore wind turbines, nearshore - renewable power - wind - large | Offshore wind turbines, nearshore | renewable power | wind | large | Energy/technical data | Generating capacity for one unit [MW_e] | Generating capacity for one unit |  | MW_e |  | A | 1, 2 | ctrl | 2020 | 8.4
21 Near shore turbines | Offshore wind turbines, nearshore - renewable power - wind - large | Offshore wind turbines, nearshore | renewable power | wind | large | Energy/technical data | Generating capacity for one unit [MW_e] | Generating capacity for one unit |  | MW_e |  | A | 1, 2 | ctrl | 2025 | 10
21 Near shore turbines | Offshore wind turbines, nearshore - renewable power - wind - large | Offshore wind turbines, nearshore | renewable power | wind | large | Energy/technical data | Generating capacity for one unit [MW_e] | Generating capacity for one unit |  | MW_e |  | A | 1, 2 | lower | 2025 | 8.5
21 Near shore turbines | Offshore wind turbines, nearshore - renewable power - wind - large | Offshore wind turbines, nearshore | renewable power | wind | large | Energy/technical data | Generating capacity for one unit [MW_e] | Generating capacity for one unit |  | MW_e |  | A | 1, 2 | upper | 2025 | 11.5
21 Near shore turbines | Offshore wind turbines, nearshore - renewable power - wind - large | Offshore wind turbines, nearshore | renewable power | wind | large | Energy/technical data | Generating capacity for one unit [MW_e] | Generating capacity for one unit |  | MW_e |  | A | 1, 2 | ctrl | 2030 | 15
21 Near shore turbines | Offshore wind turbines, nearshore - renewable power - wind - large | Offshore wind turbines, nearshore | renewable power | wind | large | Energy/technical data | Generating capacity for one unit [MW_e] | Generating capacity for one unit |  | MW_e |  | A | 1, 2 | ctrl | 2040 | 15
21 Near shore turbines | Offshore wind turbines, nearshore - renewable power - wind - large | Offshore wind turbines, nearshore | renewable power | wind | large | Energy/technical data | Generating capacity for one unit [MW_e] | Generating capacity for one unit |  | MW_e |  | A | 1, 2 | ctrl | 2050 | 15
21 Near shore turbines | Offshore wind turbines, nearshore - renewable power - wind - large | Offshore wind turbines, nearshore | renewable power | wind | large | Energy/technical data | Generating capacity for one unit [MW_e] | Generating capacity for one unit |  | MW_e |  | A | 1, 2 | lower | 2050 | 11.25
21 Near shore turbines | Offshore wind turbines, nearshore - renewable power - wind - large | Offshore wind turbines, nearshore | renewable power | wind | large | Energy/technical data | Generating capacity for one unit [MW_e] | Generating capacity for one unit |  | MW_e |  | A | 1, 2 | upper | 2050 | 18.75
21 Near shore turbines | Offshore wind turbines, nearshore - renewable power - wind - large | Offshore wind turbines, nearshore | renewable power | wind | large | Energy/technical data | Planned outage [weeks per year] | Planned outage |  | weeks per year |  | B |  | ctrl | 2020 | 0.5
21 Near shore turbines | Offshore wind turbines, nearshore - renewable power - wind - large | Offshore wind turbines, nearshore | renewable power | wind | large | Energy/technical data | Planned outage [weeks per year] | Planned outage |  | weeks per year |  | B |  | ctrl | 2025 | 0.5
21 Near shore turbines | Offshore wind turbines, nearshore - renewable power - wind - large | Offshore wind turbines, nearshore | renewable power | wind | large | Energy/technical data | Planned outage [weeks per year] | Planned outage |  | weeks per year |  | B |  | lower | 2025 | 0.5
21 Near shore turbines | Offshore wind turbines, nearshore - renewable power - wind - large | Offshore wind turbines, nearshore | renewable power | wind | large | Energy/technical data | Planned outage [weeks per year] | Planned outage |  | weeks per year |  | B |  | upper | 2025 | 0.5
21 Near shore turbines | Offshore wind turbines, nearshore - renewable power - wind - large | Offshore wind turbines, nearshore | renewable power | wind | large | Energy/technical data | Planned outage [weeks per year] | Planned outage |  | weeks per year |  | B |  | ctrl | 2030 | 0.5
21 Near shore turbines | Offshore wind turbines, nearshore - renewable power - wind - large | Offshore wind turbines, nearshore | renewable power | wind | large | Energy/technical data | Planned outage [weeks per year] | Planned outage |  | weeks per year |  | B |  | ctrl | 2040 | 0.5
21 Near shore turbines | Offshore wind turbines, nearshore - renewable power - wind - large | Offshore wind turbines, nearshore | renewable power | wind | large | Energy/technical data | Planned outage [weeks per year] | Planned outage |  | weeks per year |  | B |  | ctrl | 2050 | 0.5
21 Near shore turbines | Offshore wind turbines, nearshore - renewable power - wind - large | Offshore wind turbines, nearshore | renewable power | wind | large | Energy/technical data | Planned outage [weeks per year] | Planned outage |  | weeks per year |  | B |  | lower | 2050 | 0.5
21 Near shore turbines | Offshore wind turbines, nearshore - renewable power - wind - large | Offshore wind turbines, nearshore | renewable power | wind | large | Energy/technical data | Planned outage [weeks per year] | Planned outage |  | weeks per year |  | B |  | upper | 2050 | 0.5
21 Near shore turbines | Offshore wind turbines, nearshore - renewable power - wind - large | Offshore wind turbines, nearshore | renewable power | wind | large | Energy/technical data | Space requirement [1000 m2/MW_e] | Space requirement |  | 1000 m2/MW_e |  | E | 3 | ctrl | 2020 | 32.0212
21 Near shore turbines | Offshore wind turbines, nearshore - renewable power - wind - large | Offshore wind turbines, nearshore | renewable power | wind | large | Energy/technical data | Space requirement [1000 m2/MW_e] | Space requirement |  | 1000 m2/MW_e |  | E | 3 | ctrl | 2025 | 35.1844
21 Near shore turbines | Offshore wind turbines, nearshore - renewable power - wind - large | Offshore wind turbines, nearshore | renewable power | wind | large | Energy/technical data | Space requirement [1000 m2/MW_e] | Space requirement |  | 1000 m2/MW_e |  | E | 3 | lower | 2025 | 29.9067
21 Near shore turbines | Offshore wind turbines, nearshore - renewable power - wind - large | Offshore wind turbines, nearshore | renewable power | wind | large | Energy/technical data | Space requirement [1000 m2/MW_e] | Space requirement |  | 1000 m2/MW_e |  | E | 3 | upper | 2025 | 40.4621
21 Near shore turbines | Offshore wind turbines, nearshore - renewable power - wind - large | Offshore wind turbines, nearshore | renewable power | wind | large | Energy/technical data | Space requirement [1000 m2/MW_e] | Space requirement |  | 1000 m2/MW_e |  | E | 3 | ctrl | 2030 | 35.811
21 Near shore turbines | Offshore wind turbines, nearshore - renewable power - wind - large | Offshore wind turbines, nearshore | renewable power | wind | large | Energy/technical data | Space requirement [1000 m2/MW_e] | Space requirement |  | 1000 m2/MW_e |  | E | 3 | ctrl | 2040 | 35.811
21 Near shore turbines | Offshore wind turbines, nearshore - renewable power - wind - large | Offshore wind turbines, nearshore | renewable power | wind | large | Energy/technical data | Space requirement [1000 m2/MW_e] | Space requirement |  | 1000 m2/MW_e |  | E | 3 | ctrl | 2050 | 35.811
21 Near shore turbines | Offshore wind turbines, nearshore - renewable power - wind - large | Offshore wind turbines, nearshore | renewable power | wind | large | Energy/technical data | Space requirement [1000 m2/MW_e] | Space requirement |  | 1000 m2/MW_e |  | E | 3 | lower | 2050 | 26.8582
21 Near shore turbines | Offshore wind turbines, nearshore - renewable power - wind - large | Offshore wind turbines, nearshore | renewable power | wind | large | Energy/technical data | Space requirement [1000 m2/MW_e] | Space requirement |  | 1000 m2/MW_e |  | E | 3 | upper | 2050 | 44.7637
21 Near shore turbines | Offshore wind turbines, nearshore - renewable power - wind - large | Offshore wind turbines, nearshore | renewable power | wind | large | Energy/technical data | Technical lifetime [years] | Technical lifetime |  | years |  | C |  | ctrl | 2020 | 27
21 Near shore turbines | Offshore wind turbines, nearshore - renewable power - wind - large | Offshore wind turbines, nearshore | renewable power | wind | large | Energy/technical data | Technical lifetime [years] | Technical lifetime |  | years |  | C |  | ctrl | 2025 | 30
21 Near shore turbines | Offshore wind turbines, nearshore - renewable power - wind - large | Offshore wind turbines, nearshore | renewable power | wind | large | Energy/technical data | Technical lifetime [years] | Technical lifetime |  | years |  | C |  | lower | 2025 | 25
21 Near shore turbines | Offshore wind turbines, nearshore - renewable power - wind - large | Offshore wind turbines, nearshore | renewable power | wind | large | Energy/technical data | Technical lifetime [years] | Technical lifetime |  | years |  | C |  | upper | 2025 | 35
21 Near shore turbines | Offshore wind turbines, nearshore - renewable power - wind - large | Offshore wind turbines, nearshore | renewable power | wind | large | Energy/technical data | Technical lifetime [years] | Technical lifetime |  | years |  | C |  | ctrl | 2030 | 30
21 Near shore turbines | Offshore wind turbines, nearshore - renewable power - wind - large | Offshore wind turbines, nearshore | renewable power | wind | large | Energy/technical data | Technical lifetime [years] | Technical lifetime |  | years |  | C |  | ctrl | 2040 | 30
21 Near shore turbines | Offshore wind turbines, nearshore - renewable power - wind - large | Offshore wind turbines, nearshore | renewable power | wind | large | Energy/technical data | Technical lifetime [years] | Technical lifetime |  | years |  | C |  | ctrl | 2050 | 30
21 Near shore turbines | Offshore wind turbines, nearshore - renewable power - wind - large | Offshore wind turbines, nearshore | renewable power | wind | large | Energy/technical data | Technical lifetime [years] | Technical lifetime |  | years |  | C |  | lower | 2050 | 25
21 Near shore turbines | Offshore wind turbines, nearshore - renewable power - wind - large | Offshore wind turbines, nearshore | renewable power | wind | large | Energy/technical data | Technical lifetime [years] | Technical lifetime |  | years |  | C |  | upper | 2050 | 35
21 Near shore turbines | Offshore wind turbines, nearshore - renewable power - wind - large | Offshore wind turbines, nearshore | renewable power | wind | large | Financial data | Fixed O&M (*total) [2020-EUR/MW_e/y] | Fixed O&M | *total | EUR/MW_e/y | 2020 | H | 3 | ctrl | 2020 | 50000
21 Near shore turbines | Offshore wind turbines, nearshore - renewable power - wind - large | Offshore wind turbines, nearshore | renewable power | wind | large | Financial data | Fixed O&M (*total) [2020-EUR/MW_e/y] | Fixed O&M | *total | EUR/MW_e/y | 2020 | H | 3 | ctrl | 2025 | 42000
21 Near shore turbines | Offshore wind turbines, nearshore - renewable power - wind - large | Offshore wind turbines, nearshore | renewable power | wind | large | Financial data | Fixed O&M (*total) [2020-EUR/MW_e/y] | Fixed O&M | *total | EUR/MW_e/y | 2020 | H | 3 | lower | 2025 | 35700
21 Near shore turbines | Offshore wind turbines, nearshore - renewable power - wind - large | Offshore wind turbines, nearshore | renewable power | wind | large | Financial data | Fixed O&M (*total) [2020-EUR/MW_e/y] | Fixed O&M | *total | EUR/MW_e/y | 2020 | H | 3 | upper | 2025 | 48300
21 Near shore turbines | Offshore wind turbines, nearshore - renewable power - wind - large | Offshore wind turbines, nearshore | renewable power | wind | large | Financial data | Fixed O&M (*total) [2020-EUR/MW_e/y] | Fixed O&M | *total | EUR/MW_e/y | 2020 | H | 3 | ctrl | 2030 | 39000
21 Near shore turbines | Offshore wind turbines, nearshore - renewable power - wind - large | Offshore wind turbines, nearshore | renewable power | wind | large | Financial data | Fixed O&M (*total) [2020-EUR/MW_e/y] | Fixed O&M | *total | EUR/MW_e/y | 2020 | H | 3 | ctrl | 2040 | 34000
21 Near shore turbines | Offshore wind turbines, nearshore - renewable power - wind - large | Offshore wind turbines, nearshore | renewable power | wind | large | Financial data | Fixed O&M (*total) [2020-EUR/MW_e/y] | Fixed O&M | *total | EUR/MW_e/y | 2020 | H | 3 | ctrl | 2050 | 33000
21 Near shore turbines | Offshore wind turbines, nearshore - renewable power - wind - large | Offshore wind turbines, nearshore | renewable power | wind | large | Financial data | Fixed O&M (*total) [2020-EUR/MW_e/y] | Fixed O&M | *total | EUR/MW_e/y | 2020 | H | 3 | lower | 2050 | 24750
21 Near shore turbines | Offshore wind turbines, nearshore - renewable power - wind - large | Offshore wind turbines, nearshore | renewable power | wind | large | Financial data | Fixed O&M (*total) [2020-EUR/MW_e/y] | Fixed O&M | *total | EUR/MW_e/y | 2020 | H | 3 | upper | 2050 | 49500
21 Near shore turbines | Offshore wind turbines, nearshore - renewable power - wind - large | Offshore wind turbines, nearshore | renewable power | wind | large | Financial data | Nominal investment (*total) [2020-MEUR/MW_e] | Nominal investment | *total | MEUR/MW_e | 2020 | F | 3 | ctrl | 2020 | 1.6999
21 Near shore turbines | Offshore wind turbines, nearshore - renewable power - wind - large | Offshore wind turbines, nearshore | renewable power | wind | large | Financial data | Nominal investment (*total) [2020-MEUR/MW_e] | Nominal investment | *total | MEUR/MW_e | 2020 | F | 3 | ctrl | 2025 | 1.488
21 Near shore turbines | Offshore wind turbines, nearshore - renewable power - wind - large | Offshore wind turbines, nearshore | renewable power | wind | large | Financial data | Nominal investment (*total) [2020-MEUR/MW_e] | Nominal investment | *total | MEUR/MW_e | 2020 | F | 3 | lower | 2025 | 1.488
21 Near shore turbines | Offshore wind turbines, nearshore - renewable power - wind - large | Offshore wind turbines, nearshore | renewable power | wind | large | Financial data | Nominal investment (*total) [2020-MEUR/MW_e] | Nominal investment | *total | MEUR/MW_e | 2020 | F | 3 | upper | 2025 | 1.488
21 Near shore turbines | Offshore wind turbines, nearshore - renewable power - wind - large | Offshore wind turbines, nearshore | renewable power | wind | large | Financial data | Nominal investment (*total) [2020-MEUR/MW_e] | Nominal investment | *total | MEUR/MW_e | 2020 | F | 3 | ctrl | 2030 | 1.3844
21 Near shore turbines | Offshore wind turbines, nearshore - renewable power - wind - large | Offshore wind turbines, nearshore | renewable power | wind | large | Financial data | Nominal investment (*total) [2020-MEUR/MW_e] | Nominal investment | *total | MEUR/MW_e | 2020 | F | 3 | ctrl | 2040 | 1.2384
21 Near shore turbines | Offshore wind turbines, nearshore - renewable power - wind - large | Offshore wind turbines, nearshore | renewable power | wind | large | Financial data | Nominal investment (*total) [2020-MEUR/MW_e] | Nominal investment | *total | MEUR/MW_e | 2020 | F | 3 | ctrl | 2050 | 1.1859
21 Near shore turbines | Offshore wind turbines, nearshore - renewable power - wind - large | Offshore wind turbines, nearshore | renewable power | wind | large | Financial data | Nominal investment (*total) [2020-MEUR/MW_e] | Nominal investment | *total | MEUR/MW_e | 2020 | F | 3 | lower | 2050 | 1.1859
21 Near shore turbines | Offshore wind turbines, nearshore - renewable power - wind - large | Offshore wind turbines, nearshore | renewable power | wind | large | Financial data | Nominal investment (*total) [2020-MEUR/MW_e] | Nominal investment | *total | MEUR/MW_e | 2020 | F | 3 | upper | 2050 | 1.1859
21 Near shore turbines | Offshore wind turbines, nearshore - renewable power - wind - large | Offshore wind turbines, nearshore | renewable power | wind | large | Financial data | Nominal investment (installation) [2020-MEUR/MW_e] | Nominal investment | installation | MEUR/MW_e | 2020 |  | 3 | ctrl | 2020 | 0.38968
21 Near shore turbines | Offshore wind turbines, nearshore - renewable power - wind - large | Offshore wind turbines, nearshore | renewable power | wind | large | Financial data | Nominal investment (installation) [2020-MEUR/MW_e] | Nominal investment | installation | MEUR/MW_e | 2020 |  | 3 | ctrl | 2025 | 0.3138
21 Near shore turbines | Offshore wind turbines, nearshore - renewable power - wind - large | Offshore wind turbines, nearshore | renewable power | wind | large | Financial data | Nominal investment (installation) [2020-MEUR/MW_e] | Nominal investment | installation | MEUR/MW_e | 2020 |  | 3 | lower | 2025 | 0.3138
21 Near shore turbines | Offshore wind turbines, nearshore - renewable power - wind - large | Offshore wind turbines, nearshore | renewable power | wind | large | Financial data | Nominal investment (installation) [2020-MEUR/MW_e] | Nominal investment | installation | MEUR/MW_e | 2020 |  | 3 | upper | 2025 | 0.3138
21 Near shore turbines | Offshore wind turbines, nearshore - renewable power - wind - large | Offshore wind turbines, nearshore | renewable power | wind | large | Financial data | Nominal investment (installation) [2020-MEUR/MW_e] | Nominal investment | installation | MEUR/MW_e | 2020 |  | 3 | ctrl | 2030 | 0.25365
21 Near shore turbines | Offshore wind turbines, nearshore - renewable power - wind - large | Offshore wind turbines, nearshore | renewable power | wind | large | Financial data | Nominal investment (installation) [2020-MEUR/MW_e] | Nominal investment | installation | MEUR/MW_e | 2020 |  | 3 | ctrl | 2040 | 0.22841
21 Near shore turbines | Offshore wind turbines, nearshore - renewable power - wind - large | Offshore wind turbines, nearshore | renewable power | wind | large | Financial data | Nominal investment (installation) [2020-MEUR/MW_e] | Nominal investment | installation | MEUR/MW_e | 2020 |  | 3 | ctrl | 2050 | 0.21927
21 Near shore turbines | Offshore wind turbines, nearshore - renewable power - wind - large | Offshore wind turbines, nearshore | renewable power | wind | large | Financial data | Nominal investment (installation) [2020-MEUR/MW_e] | Nominal investment | installation | MEUR/MW_e | 2020 |  | 3 | lower | 2050 | 0.21927
21 Near shore turbines | Offshore wind turbines, nearshore - renewable power - wind - large | Offshore wind turbines, nearshore | renewable power | wind | large | Financial data | Nominal investment (installation) [2020-MEUR/MW_e] | Nominal investment | installation | MEUR/MW_e | 2020 |  | 3 | upper | 2050 | 0.21927
21 Near shore turbines | Offshore wind turbines, nearshore - renewable power - wind - large | Offshore wind turbines, nearshore | renewable power | wind | large | Financial data | Variable O&M (*total) [2020-EUR/MWh_e] | Variable O&M | *total | EUR/MWh_e | 2020 | H | 3 | ctrl | 2020 | 5
21 Near shore turbines | Offshore wind turbines, nearshore - renewable power - wind - large | Offshore wind turbines, nearshore | renewable power | wind | large | Financial data | Variable O&M (*total) [2020-EUR/MWh_e] | Variable O&M | *total | EUR/MWh_e | 2020 | H | 3 | ctrl | 2025 | 4.1721
21 Near shore turbines | Offshore wind turbines, nearshore - renewable power - wind - large | Offshore wind turbines, nearshore | renewable power | wind | large | Financial data | Variable O&M (*total) [2020-EUR/MWh_e] | Variable O&M | *total | EUR/MWh_e | 2020 | H | 3 | lower | 2025 | 3.5463
21 Near shore turbines | Offshore wind turbines, nearshore - renewable power - wind - large | Offshore wind turbines, nearshore | renewable power | wind | large | Financial data | Variable O&M (*total) [2020-EUR/MWh_e] | Variable O&M | *total | EUR/MWh_e | 2020 | H | 3 | upper | 2025 | 16.6885
21 Near shore turbines | Offshore wind turbines, nearshore - renewable power - wind - large | Offshore wind turbines, nearshore | renewable power | wind | large | Financial data | Variable O&M (*total) [2020-EUR/MWh_e] | Variable O&M | *total | EUR/MWh_e | 2020 | H | 3 | ctrl | 2030 | 3.8947
21 Near shore turbines | Offshore wind turbines, nearshore - renewable power - wind - large | Offshore wind turbines, nearshore | renewable power | wind | large | Financial data | Variable O&M (*total) [2020-EUR/MWh_e] | Variable O&M | *total | EUR/MWh_e | 2020 | H | 3 | ctrl | 2040 | 3.4208
21 Near shore turbines | Offshore wind turbines, nearshore - renewable power - wind - large | Offshore wind turbines, nearshore | renewable power | wind | large | Financial data | Variable O&M (*total) [2020-EUR/MWh_e] | Variable O&M | *total | EUR/MWh_e | 2020 | H | 3 | ctrl | 2050 | 3.2519
21 Near shore turbines | Offshore wind turbines, nearshore - renewable power - wind - large | Offshore wind turbines, nearshore | renewable power | wind | large | Financial data | Variable O&M (*total) [2020-EUR/MWh_e] | Variable O&M | *total | EUR/MWh_e | 2020 | H | 3 | lower | 2050 | 2.4389
21 Near shore turbines | Offshore wind turbines, nearshore - renewable power - wind - large | Offshore wind turbines, nearshore | renewable power | wind | large | Financial data | Variable O&M (*total) [2020-EUR/MWh_e] | Variable O&M | *total | EUR/MWh_e | 2020 | H | 3 | upper | 2050 | 13.0076
21 Near shore turbines | Offshore wind turbines, nearshore - renewable power - wind - large | Offshore wind turbines, nearshore | renewable power | wind | large | Regulation ability | Cold start-up time [hours] | Cold start-up time |  | hours |  |  |  | ctrl | 2020
21 Near shore turbines | Offshore wind turbines, nearshore - renewable power - wind - large | Offshore wind turbines, nearshore | renewable power | wind | large | Regulation ability | Cold start-up time [hours] | Cold start-up time |  | hours |  |  |  | ctrl | 2025
21 Near shore turbines | Offshore wind turbines, nearshore - renewable power - wind - large | Offshore wind turbines, nearshore | renewable power | wind | large | Regulation ability | Cold start-up time [hours] | Cold start-up time |  | hours |  |  |  | lower | 2025
21 Near shore turbines | Offshore wind turbines, nearshore - renewable power - wind - large | Offshore wind turbines, nearshore | renewable power | wind | large | Regulation ability | Cold start-up time [hours] | Cold start-up time |  | hours |  |  |  | upper | 2025
21 Near shore turbines | Offshore wind turbines, nearshore - renewable power - wind - large | Offshore wind turbines, nearshore | renewable power | wind | large | Regulation ability | Cold start-up time [hours] | Cold start-up time |  | hours |  |  |  | ctrl | 2030
21 Near shore turbines | Offshore wind turbines, nearshore - renewable power - wind - large | Offshore wind turbines, nearshore | renewable power | wind | large | Regulation ability | Cold start-up time [hours] | Cold start-up time |  | hours |  |  |  | ctrl | 2040
21 Near shore turbines | Offshore wind turbines, nearshore - renewable power - wind - large | Offshore wind turbines, nearshore | renewable power | wind | large | Regulation ability | Cold start-up time [hours] | Cold start-up time |  | hours |  |  |  | ctrl | 2050
21 Near shore turbines | Offshore wind turbines, nearshore - renewable power - wind - large | Offshore wind turbines, nearshore | renewable power | wind | large | Regulation ability | Cold start-up time [hours] | Cold start-up time |  | hours |  |  |  | lower | 2050
21 Near shore turbines | Offshore wind turbines, nearshore - renewable power - wind - large | Offshore wind turbines, nearshore | renewable power | wind | large | Regulation ability | Cold start-up time [hours] | Cold start-up time |  | hours |  |  |  | upper | 2050
21 Near shore turbines | Offshore wind turbines, nearshore - renewable power - wind - large | Offshore wind turbines, nearshore | renewable power | wind | large | Regulation ability | Minimum load (of full load) [] | Minimum load | of full load | [] |  |  |  | ctrl | 2020
21 Near shore turbines | Offshore wind turbines, nearshore - renewable power - wind - large | Offshore wind turbines, nearshore | renewable power | wind | large | Regulation ability | Minimum load (of full load) [] | Minimum load | of full load | [] |  |  |  | ctrl | 2025
21 Near shore turbines | Offshore wind turbines, nearshore - renewable power - wind - large | Offshore wind turbines, nearshore | renewable power | wind | large | Regulation ability | Minimum load (of full load) [] | Minimum load | of full load | [] |  |  |  | lower | 2025
21 Near shore turbines | Offshore wind turbines, nearshore - renewable power - wind - large | Offshore wind turbines, nearshore | renewable power | wind | large | Regulation ability | Minimum load (of full load) [] | Minimum load | of full load | [] |  |  |  | upper | 2025
21 Near shore turbines | Offshore wind turbines, nearshore - renewable power - wind - large | Offshore wind turbines, nearshore | renewable power | wind | large | Regulation ability | Minimum load (of full load) [] | Minimum load | of full load | [] |  |  |  | ctrl | 2030
21 Near shore turbines | Offshore wind turbines, nearshore - renewable power - wind - large | Offshore wind turbines, nearshore | renewable power | wind | large | Regulation ability | Minimum load (of full load) [] | Minimum load | of full load | [] |  |  |  | ctrl | 2040
21 Near shore turbines | Offshore wind turbines, nearshore - renewable power - wind - large | Offshore wind turbines, nearshore | renewable power | wind | large | Regulation ability | Minimum load (of full load) [] | Minimum load | of full load | [] |  |  |  | ctrl | 2050
21 Near shore turbines | Offshore wind turbines, nearshore - renewable power - wind - large | Offshore wind turbines, nearshore | renewable power | wind | large | Regulation ability | Minimum load (of full load) [] | Minimum load | of full load | [] |  |  |  | lower | 2050
21 Near shore turbines | Offshore wind turbines, nearshore - renewable power - wind - large | Offshore wind turbines, nearshore | renewable power | wind | large | Regulation ability | Minimum load (of full load) [] | Minimum load | of full load | [] |  |  |  | upper | 2050
21 Near shore turbines | Offshore wind turbines, nearshore - renewable power - wind - large | Offshore wind turbines, nearshore | renewable power | wind | large | Regulation ability | Primary regulation (of full load, per 30 seconds) [] | Primary regulation | of full load, per 30 seconds | [] |  |  |  | ctrl | 2020
21 Near shore turbines | Offshore wind turbines, nearshore - renewable power - wind - large | Offshore wind turbines, nearshore | renewable power | wind | large | Regulation ability | Primary regulation (of full load, per 30 seconds) [] | Primary regulation | of full load, per 30 seconds | [] |  |  |  | ctrl | 2025
21 Near shore turbines | Offshore wind turbines, nearshore - renewable power - wind - large | Offshore wind turbines, nearshore | renewable power | wind | large | Regulation ability | Primary regulation (of full load, per 30 seconds) [] | Primary regulation | of full load, per 30 seconds | [] |  |  |  | lower | 2025
21 Near shore turbines | Offshore wind turbines, nearshore - renewable power - wind - large | Offshore wind turbines, nearshore | renewable power | wind | large | Regulation ability | Primary regulation (of full load, per 30 seconds) [] | Primary regulation | of full load, per 30 seconds | [] |  |  |  | upper | 2025
21 Near shore turbines | Offshore wind turbines, nearshore - renewable power - wind - large | Offshore wind turbines, nearshore | renewable power | wind | large | Regulation ability | Primary regulation (of full load, per 30 seconds) [] | Primary regulation | of full load, per 30 seconds | [] |  |  |  | ctrl | 2030
21 Near shore turbines | Offshore wind turbines, nearshore - renewable power - wind - large | Offshore wind turbines, nearshore | renewable power | wind | large | Regulation ability | Primary regulation (of full load, per 30 seconds) [] | Primary regulation | of full load, per 30 seconds | [] |  |  |  | ctrl | 2040
21 Near shore turbines | Offshore wind turbines, nearshore - renewable power - wind - large | Offshore wind turbines, nearshore | renewable power | wind | large | Regulation ability | Primary regulation (of full load, per 30 seconds) [] | Primary regulation | of full load, per 30 seconds | [] |  |  |  | ctrl | 2050
21 Near shore turbines | Offshore wind turbines, nearshore - renewable power - wind - large | Offshore wind turbines, nearshore | renewable power | wind | large | Regulation ability | Primary regulation (of full load, per 30 seconds) [] | Primary regulation | of full load, per 30 seconds | [] |  |  |  | lower | 2050
21 Near shore turbines | Offshore wind turbines, nearshore - renewable power - wind - large | Offshore wind turbines, nearshore | renewable power | wind | large | Regulation ability | Primary regulation (of full load, per 30 seconds) [] | Primary regulation | of full load, per 30 seconds | [] |  |  |  | upper | 2050
21 Near shore turbines | Offshore wind turbines, nearshore - renewable power - wind - large | Offshore wind turbines, nearshore | renewable power | wind | large | Regulation ability | Secondary regulation (of full load, per minute) [] | Secondary regulation | of full load, per minute | [] |  |  |  | ctrl | 2020
21 Near shore turbines | Offshore wind turbines, nearshore - renewable power - wind - large | Offshore wind turbines, nearshore | renewable power | wind | large | Regulation ability | Secondary regulation (of full load, per minute) [] | Secondary regulation | of full load, per minute | [] |  |  |  | ctrl | 2025
21 Near shore turbines | Offshore wind turbines, nearshore - renewable power - wind - large | Offshore wind turbines, nearshore | renewable power | wind | large | Regulation ability | Secondary regulation (of full load, per minute) [] | Secondary regulation | of full load, per minute | [] |  |  |  | lower | 2025
21 Near shore turbines | Offshore wind turbines, nearshore - renewable power - wind - large | Offshore wind turbines, nearshore | renewable power | wind | large | Regulation ability | Secondary regulation (of full load, per minute) [] | Secondary regulation | of full load, per minute | [] |  |  |  | upper | 2025
21 Near shore turbines | Offshore wind turbines, nearshore - renewable power - wind - large | Offshore wind turbines, nearshore | renewable power | wind | large | Regulation ability | Secondary regulation (of full load, per minute) [] | Secondary regulation | of full load, per minute | [] |  |  |  | ctrl | 2030
21 Near shore turbines | Offshore wind turbines, nearshore - renewable power - wind - large | Offshore wind turbines, nearshore | renewable power | wind | large | Regulation ability | Secondary regulation (of full load, per minute) [] | Secondary regulation | of full load, per minute | [] |  |  |  | ctrl | 2040
21 Near shore turbines | Offshore wind turbines, nearshore - renewable power - wind - large | Offshore wind turbines, nearshore | renewable power | wind | large | Regulation ability | Secondary regulation (of full load, per minute) [] | Secondary regulation | of full load, per minute | [] |  |  |  | ctrl | 2050
21 Near shore turbines | Offshore wind turbines, nearshore - renewable power - wind - large | Offshore wind turbines, nearshore | renewable power | wind | large | Regulation ability | Secondary regulation (of full load, per minute) [] | Secondary regulation | of full load, per minute | [] |  |  |  | lower | 2050
21 Near shore turbines | Offshore wind turbines, nearshore - renewable power - wind - large | Offshore wind turbines, nearshore | renewable power | wind | large | Regulation ability | Secondary regulation (of full load, per minute) [] | Secondary regulation | of full load, per minute | [] |  |  |  | upper | 2050
21 Near shore turbines | Offshore wind turbines, nearshore - renewable power - wind - large | Offshore wind turbines, nearshore | renewable power | wind | large | Regulation ability | Warm start-up time [hours] | Warm start-up time |  | hours |  |  |  | ctrl | 2020
21 Near shore turbines | Offshore wind turbines, nearshore - renewable power - wind - large | Offshore wind turbines, nearshore | renewable power | wind | large | Regulation ability | Warm start-up time [hours] | Warm start-up time |  | hours |  |  |  | ctrl | 2025
21 Near shore turbines | Offshore wind turbines, nearshore - renewable power - wind - large | Offshore wind turbines, nearshore | renewable power | wind | large | Regulation ability | Warm start-up time [hours] | Warm start-up time |  | hours |  |  |  | lower | 2025
21 Near shore turbines | Offshore wind turbines, nearshore - renewable power - wind - large | Offshore wind turbines, nearshore | renewable power | wind | large | Regulation ability | Warm start-up time [hours] | Warm start-up time |  | hours |  |  |  | upper | 2025
21 Near shore turbines | Offshore wind turbines, nearshore - renewable power - wind - large | Offshore wind turbines, nearshore | renewable power | wind | large | Regulation ability | Warm start-up time [hours] | Warm start-up time |  | hours |  |  |  | ctrl | 2030
21 Near shore turbines | Offshore wind turbines, nearshore - renewable power - wind - large | Offshore wind turbines, nearshore | renewable power | wind | large | Regulation ability | Warm start-up time [hours] | Warm start-up time |  | hours |  |  |  | ctrl | 2040
21 Near shore turbines | Offshore wind turbines, nearshore - renewable power - wind - large | Offshore wind turbines, nearshore | renewable power | wind | large | Regulation ability | Warm start-up time [hours] | Warm start-up time |  | hours |  |  |  | ctrl | 2050
21 Near shore turbines | Offshore wind turbines, nearshore - renewable power - wind - large | Offshore wind turbines, nearshore | renewable power | wind | large | Regulation ability | Warm start-up time [hours] | Warm start-up time |  | hours |  |  |  | lower | 2050
21 Near shore turbines | Offshore wind turbines, nearshore - renewable power - wind - large | Offshore wind turbines, nearshore | renewable power | wind | large | Regulation ability | Warm start-up time [hours] | Warm start-up time |  | hours |  |  |  | upper | 2050
21 Near shore turbines | Offshore wind turbines, nearshore - renewable power - wind - large | Offshore wind turbines, nearshore | renewable power | wind | large | Technology-specific data | Average annual full-load hours [MWh_e/MW_e] | Average annual full-load hours |  | MWh_e/MW_e |  | J | 3 | ctrl | 2020 | 4100
21 Near shore turbines | Offshore wind turbines, nearshore - renewable power - wind - large | Offshore wind turbines, nearshore | renewable power | wind | large | Technology-specific data | Average annual full-load hours [MWh_e/MW_e] | Average annual full-load hours |  | MWh_e/MW_e |  | J | 3 | ctrl | 2025 | 4325
21 Near shore turbines | Offshore wind turbines, nearshore - renewable power - wind - large | Offshore wind turbines, nearshore | renewable power | wind | large | Technology-specific data | Average annual full-load hours [MWh_e/MW_e] | Average annual full-load hours |  | MWh_e/MW_e |  | J | 3 | lower | 2025 | 3675
21 Near shore turbines | Offshore wind turbines, nearshore - renewable power - wind - large | Offshore wind turbines, nearshore | renewable power | wind | large | Technology-specific data | Average annual full-load hours [MWh_e/MW_e] | Average annual full-load hours |  | MWh_e/MW_e |  | J | 3 | upper | 2025 | 4975
21 Near shore turbines | Offshore wind turbines, nearshore - renewable power - wind - large | Offshore wind turbines, nearshore | renewable power | wind | large | Technology-specific data | Average annual full-load hours [MWh_e/MW_e] | Average annual full-load hours |  | MWh_e/MW_e |  | J | 3 | ctrl | 2030 | 4450
21 Near shore turbines | Offshore wind turbines, nearshore - renewable power - wind - large | Offshore wind turbines, nearshore | renewable power | wind | large | Technology-specific data | Average annual full-load hours [MWh_e/MW_e] | Average annual full-load hours |  | MWh_e/MW_e |  | J | 3 | ctrl | 2040 | 4450
21 Near shore turbines | Offshore wind turbines, nearshore - renewable power - wind - large | Offshore wind turbines, nearshore | renewable power | wind | large | Technology-specific data | Average annual full-load hours [MWh_e/MW_e] | Average annual full-load hours |  | MWh_e/MW_e |  | J | 3 | ctrl | 2050 | 4450
21 Near shore turbines | Offshore wind turbines, nearshore - renewable power - wind - large | Offshore wind turbines, nearshore | renewable power | wind | large | Technology-specific data | Average annual full-load hours [MWh_e/MW_e] | Average annual full-load hours |  | MWh_e/MW_e |  | J | 3 | lower | 2050 | 3250
21 Near shore turbines | Offshore wind turbines, nearshore - renewable power - wind - large | Offshore wind turbines, nearshore | renewable power | wind | large | Technology-specific data | Average annual full-load hours [MWh_e/MW_e] | Average annual full-load hours |  | MWh_e/MW_e |  | J | 3 | upper | 2050 | 6500
21 Near shore turbines | Offshore wind turbines, nearshore - renewable power - wind - large | Offshore wind turbines, nearshore | renewable power | wind | large | Technology-specific data | Hub height [m] | Hub height |  | m |  |  | 1 | ctrl | 2020 | 103.5
21 Near shore turbines | Offshore wind turbines, nearshore - renewable power - wind - large | Offshore wind turbines, nearshore | renewable power | wind | large | Technology-specific data | Hub height [m] | Hub height |  | m |  |  | 1 | ctrl | 2025 | 115.5
21 Near shore turbines | Offshore wind turbines, nearshore - renewable power - wind - large | Offshore wind turbines, nearshore | renewable power | wind | large | Technology-specific data | Hub height [m] | Hub height |  | m |  |  | 1 | lower | 2025 | 98.175
21 Near shore turbines | Offshore wind turbines, nearshore - renewable power - wind - large | Offshore wind turbines, nearshore | renewable power | wind | large | Technology-specific data | Hub height [m] | Hub height |  | m |  |  | 1 | upper | 2025 | 132.825
21 Near shore turbines | Offshore wind turbines, nearshore - renewable power - wind - large | Offshore wind turbines, nearshore | renewable power | wind | large | Technology-specific data | Hub height [m] | Hub height |  | m |  |  | 1 | ctrl | 2030 | 138
21 Near shore turbines | Offshore wind turbines, nearshore - renewable power - wind - large | Offshore wind turbines, nearshore | renewable power | wind | large | Technology-specific data | Hub height [m] | Hub height |  | m |  |  | 1 | ctrl | 2040 | 138
21 Near shore turbines | Offshore wind turbines, nearshore - renewable power - wind - large | Offshore wind turbines, nearshore | renewable power | wind | large | Technology-specific data | Hub height [m] | Hub height |  | m |  |  | 1 | ctrl | 2050 | 138
21 Near shore turbines | Offshore wind turbines, nearshore - renewable power - wind - large | Offshore wind turbines, nearshore | renewable power | wind | large | Technology-specific data | Hub height [m] | Hub height |  | m |  |  | 1 | lower | 2050 | 103.5
21 Near shore turbines | Offshore wind turbines, nearshore - renewable power - wind - large | Offshore wind turbines, nearshore | renewable power | wind | large | Technology-specific data | Hub height [m] | Hub height |  | m |  |  | 1 | upper | 2050 | 207
21 Near shore turbines | Offshore wind turbines, nearshore - renewable power - wind - large | Offshore wind turbines, nearshore | renewable power | wind | large | Financial data | Nominal investment (project development etc.) [2020-MEUR/MW_e] | Nominal investment | project development etc. | MEUR/MW_e | 2020 |  | 3, 6 | ctrl | 2020 | 0.39435
21 Near shore turbines | Offshore wind turbines, nearshore - renewable power - wind - large | Offshore wind turbines, nearshore | renewable power | wind | large | Financial data | Nominal investment (project development etc.) [2020-MEUR/MW_e] | Nominal investment | project development etc. | MEUR/MW_e | 2020 |  | 3, 6 | ctrl | 2025 | 0.32741
21 Near shore turbines | Offshore wind turbines, nearshore - renewable power - wind - large | Offshore wind turbines, nearshore | renewable power | wind | large | Financial data | Nominal investment (project development etc.) [2020-MEUR/MW_e] | Nominal investment | project development etc. | MEUR/MW_e | 2020 |  | 3, 6 | lower | 2025 | 0.2783
21 Near shore turbines | Offshore wind turbines, nearshore - renewable power - wind - large | Offshore wind turbines, nearshore | renewable power | wind | large | Financial data | Nominal investment (project development etc.) [2020-MEUR/MW_e] | Nominal investment | project development etc. | MEUR/MW_e | 2020 |  | 3, 6 | upper | 2025 | 1.3096
21 Near shore turbines | Offshore wind turbines, nearshore - renewable power - wind - large | Offshore wind turbines, nearshore | renewable power | wind | large | Financial data | Nominal investment (project development etc.) [2020-MEUR/MW_e] | Nominal investment | project development etc. | MEUR/MW_e | 2020 |  | 3, 6 | ctrl | 2030 | 0.29454
21 Near shore turbines | Offshore wind turbines, nearshore - renewable power - wind - large | Offshore wind turbines, nearshore | renewable power | wind | large | Financial data | Nominal investment (project development etc.) [2020-MEUR/MW_e] | Nominal investment | project development etc. | MEUR/MW_e | 2020 |  | 3, 6 | ctrl | 2040 | 0.25871
21 Near shore turbines | Offshore wind turbines, nearshore - renewable power - wind - large | Offshore wind turbines, nearshore | renewable power | wind | large | Financial data | Nominal investment (project development etc.) [2020-MEUR/MW_e] | Nominal investment | project development etc. | MEUR/MW_e | 2020 |  | 3, 6 | ctrl | 2050 | 0.24593
21 Near shore turbines | Offshore wind turbines, nearshore - renewable power - wind - large | Offshore wind turbines, nearshore | renewable power | wind | large | Financial data | Nominal investment (project development etc.) [2020-MEUR/MW_e] | Nominal investment | project development etc. | MEUR/MW_e | 2020 |  | 3, 6 | lower | 2050 | 0.18445
21 Near shore turbines | Offshore wind turbines, nearshore - renewable power - wind - large | Offshore wind turbines, nearshore | renewable power | wind | large | Financial data | Nominal investment (project development etc.) [2020-MEUR/MW_e] | Nominal investment | project development etc. | MEUR/MW_e | 2020 |  | 3, 6 | upper | 2050 | 0.98374
21 Near shore turbines | Offshore wind turbines, nearshore - renewable power - wind - large | Offshore wind turbines, nearshore | renewable power | wind | large | Financial data | Nominal investment (array cables) [2020-MEUR/MW_e] | Nominal investment | array cables | MEUR/MW_e | 2020 |  | 3 | ctrl | 2020 | 0.012591
21 Near shore turbines | Offshore wind turbines, nearshore - renewable power - wind - large | Offshore wind turbines, nearshore | renewable power | wind | large | Financial data | Nominal investment (array cables) [2020-MEUR/MW_e] | Nominal investment | array cables | MEUR/MW_e | 2020 |  | 3 | ctrl | 2025 | 0.011578
21 Near shore turbines | Offshore wind turbines, nearshore - renewable power - wind - large | Offshore wind turbines, nearshore | renewable power | wind | large | Financial data | Nominal investment (array cables) [2020-MEUR/MW_e] | Nominal investment | array cables | MEUR/MW_e | 2020 |  | 3 | lower | 2025 | 0.009841
21 Near shore turbines | Offshore wind turbines, nearshore - renewable power - wind - large | Offshore wind turbines, nearshore | renewable power | wind | large | Financial data | Nominal investment (array cables) [2020-MEUR/MW_e] | Nominal investment | array cables | MEUR/MW_e | 2020 |  | 3 | upper | 2025 | 0.04631
21 Near shore turbines | Offshore wind turbines, nearshore - renewable power - wind - large | Offshore wind turbines, nearshore | renewable power | wind | large | Financial data | Nominal investment (array cables) [2020-MEUR/MW_e] | Nominal investment | array cables | MEUR/MW_e | 2020 |  | 3 | ctrl | 2030 | 0.0093792
21 Near shore turbines | Offshore wind turbines, nearshore - renewable power - wind - large | Offshore wind turbines, nearshore | renewable power | wind | large | Financial data | Nominal investment (array cables) [2020-MEUR/MW_e] | Nominal investment | array cables | MEUR/MW_e | 2020 |  | 3 | ctrl | 2040 | 0.0090889
21 Near shore turbines | Offshore wind turbines, nearshore - renewable power - wind - large | Offshore wind turbines, nearshore | renewable power | wind | large | Financial data | Nominal investment (array cables) [2020-MEUR/MW_e] | Nominal investment | array cables | MEUR/MW_e | 2020 |  | 3 | ctrl | 2050 | 0.0089781
21 Near shore turbines | Offshore wind turbines, nearshore - renewable power - wind - large | Offshore wind turbines, nearshore | renewable power | wind | large | Financial data | Nominal investment (array cables) [2020-MEUR/MW_e] | Nominal investment | array cables | MEUR/MW_e | 2020 |  | 3 | lower | 2050 | 0.0067336
21 Near shore turbines | Offshore wind turbines, nearshore - renewable power - wind - large | Offshore wind turbines, nearshore | renewable power | wind | large | Financial data | Nominal investment (array cables) [2020-MEUR/MW_e] | Nominal investment | array cables | MEUR/MW_e | 2020 |  | 3 | upper | 2050 | 0.035912
21 Near shore turbines | Offshore wind turbines, nearshore - renewable power - wind - large | Offshore wind turbines, nearshore | renewable power | wind | large | Financial data | Nominal investment (foundation) [2020-MEUR/MW_e] | Nominal investment | foundation | MEUR/MW_e | 2020 |  | 3, 4 | ctrl | 2020 | 0.13493
21 Near shore turbines | Offshore wind turbines, nearshore - renewable power - wind - large | Offshore wind turbines, nearshore | renewable power | wind | large | Financial data | Nominal investment (foundation) [2020-MEUR/MW_e] | Nominal investment | foundation | MEUR/MW_e | 2020 |  | 3, 4 | ctrl | 2025 | 0.12851
21 Near shore turbines | Offshore wind turbines, nearshore - renewable power - wind - large | Offshore wind turbines, nearshore | renewable power | wind | large | Financial data | Nominal investment (foundation) [2020-MEUR/MW_e] | Nominal investment | foundation | MEUR/MW_e | 2020 |  | 3, 4 | lower | 2025 | 0.10924
21 Near shore turbines | Offshore wind turbines, nearshore - renewable power - wind - large | Offshore wind turbines, nearshore | renewable power | wind | large | Financial data | Nominal investment (foundation) [2020-MEUR/MW_e] | Nominal investment | foundation | MEUR/MW_e | 2020 |  | 3, 4 | upper | 2025 | 0.51406
21 Near shore turbines | Offshore wind turbines, nearshore - renewable power - wind - large | Offshore wind turbines, nearshore | renewable power | wind | large | Financial data | Nominal investment (foundation) [2020-MEUR/MW_e] | Nominal investment | foundation | MEUR/MW_e | 2020 |  | 3, 4 | ctrl | 2030 | 0.12325
21 Near shore turbines | Offshore wind turbines, nearshore - renewable power - wind - large | Offshore wind turbines, nearshore | renewable power | wind | large | Financial data | Nominal investment (foundation) [2020-MEUR/MW_e] | Nominal investment | foundation | MEUR/MW_e | 2020 |  | 3, 4 | ctrl | 2040 | 0.11009
21 Near shore turbines | Offshore wind turbines, nearshore - renewable power - wind - large | Offshore wind turbines, nearshore | renewable power | wind | large | Financial data | Nominal investment (foundation) [2020-MEUR/MW_e] | Nominal investment | foundation | MEUR/MW_e | 2020 |  | 3, 4 | ctrl | 2050 | 0.10535
21 Near shore turbines | Offshore wind turbines, nearshore - renewable power - wind - large | Offshore wind turbines, nearshore | renewable power | wind | large | Financial data | Nominal investment (foundation) [2020-MEUR/MW_e] | Nominal investment | foundation | MEUR/MW_e | 2020 |  | 3, 4 | lower | 2050 | 0.079011
21 Near shore turbines | Offshore wind turbines, nearshore - renewable power - wind - large | Offshore wind turbines, nearshore | renewable power | wind | large | Financial data | Nominal investment (foundation) [2020-MEUR/MW_e] | Nominal investment | foundation | MEUR/MW_e | 2020 |  | 3, 4 | upper | 2050 | 0.42139
21 Near shore turbines | Offshore wind turbines, nearshore - renewable power - wind - large | Offshore wind turbines, nearshore | renewable power | wind | large | Financial data | Nominal investment (grid connection) [2020-MEUR/MW_e] | Nominal investment | grid connection | MEUR/MW_e | 2020 |  | 3, 5 | ctrl | 2020 | 0.052
21 Near shore turbines | Offshore wind turbines, nearshore - renewable power - wind - large | Offshore wind turbines, nearshore | renewable power | wind | large | Financial data | Nominal investment (grid connection) [2020-MEUR/MW_e] | Nominal investment | grid connection | MEUR/MW_e | 2020 |  | 3, 5 | ctrl | 2025 | 0.049769
21 Near shore turbines | Offshore wind turbines, nearshore - renewable power - wind - large | Offshore wind turbines, nearshore | renewable power | wind | large | Financial data | Nominal investment (grid connection) [2020-MEUR/MW_e] | Nominal investment | grid connection | MEUR/MW_e | 2020 |  | 3, 5 | lower | 2025 | 0.042303
21 Near shore turbines | Offshore wind turbines, nearshore - renewable power - wind - large | Offshore wind turbines, nearshore | renewable power | wind | large | Financial data | Nominal investment (grid connection) [2020-MEUR/MW_e] | Nominal investment | grid connection | MEUR/MW_e | 2020 |  | 3, 5 | upper | 2025 | 0.19907
21 Near shore turbines | Offshore wind turbines, nearshore - renewable power - wind - large | Offshore wind turbines, nearshore | renewable power | wind | large | Financial data | Nominal investment (grid connection) [2020-MEUR/MW_e] | Nominal investment | grid connection | MEUR/MW_e | 2020 |  | 3, 5 | ctrl | 2030 | 0.048946
21 Near shore turbines | Offshore wind turbines, nearshore - renewable power - wind - large | Offshore wind turbines, nearshore | renewable power | wind | large | Financial data | Nominal investment (grid connection) [2020-MEUR/MW_e] | Nominal investment | grid connection | MEUR/MW_e | 2020 |  | 3, 5 | ctrl | 2040 | 0.047431
21 Near shore turbines | Offshore wind turbines, nearshore - renewable power - wind - large | Offshore wind turbines, nearshore | renewable power | wind | large | Financial data | Nominal investment (grid connection) [2020-MEUR/MW_e] | Nominal investment | grid connection | MEUR/MW_e | 2020 |  | 3, 5 | ctrl | 2050 | 0.046853
21 Near shore turbines | Offshore wind turbines, nearshore - renewable power - wind - large | Offshore wind turbines, nearshore | renewable power | wind | large | Financial data | Nominal investment (grid connection) [2020-MEUR/MW_e] | Nominal investment | grid connection | MEUR/MW_e | 2020 |  | 3, 5 | lower | 2050 | 0.03514
21 Near shore turbines | Offshore wind turbines, nearshore - renewable power - wind - large | Offshore wind turbines, nearshore | renewable power | wind | large | Financial data | Nominal investment (grid connection) [2020-MEUR/MW_e] | Nominal investment | grid connection | MEUR/MW_e | 2020 |  | 3, 5 | upper | 2050 | 0.18741
21 Near shore turbines | Offshore wind turbines, nearshore - renewable power - wind - large | Offshore wind turbines, nearshore | renewable power | wind | large | Financial data | Nominal investment (turbines) [2020-MEUR/MW_e] | Nominal investment | turbines | MEUR/MW_e | 2020 |  | 3 | ctrl | 2020 | 0.71632
21 Near shore turbines | Offshore wind turbines, nearshore - renewable power - wind - large | Offshore wind turbines, nearshore | renewable power | wind | large | Financial data | Nominal investment (turbines) [2020-MEUR/MW_e] | Nominal investment | turbines | MEUR/MW_e | 2020 |  | 3 | ctrl | 2025 | 0.65694
21 Near shore turbines | Offshore wind turbines, nearshore - renewable power - wind - large | Offshore wind turbines, nearshore | renewable power | wind | large | Financial data | Nominal investment (turbines) [2020-MEUR/MW_e] | Nominal investment | turbines | MEUR/MW_e | 2020 |  | 3 | lower | 2025 | 0.5584
21 Near shore turbines | Offshore wind turbines, nearshore - renewable power - wind - large | Offshore wind turbines, nearshore | renewable power | wind | large | Financial data | Nominal investment (turbines) [2020-MEUR/MW_e] | Nominal investment | turbines | MEUR/MW_e | 2020 |  | 3 | upper | 2025 | 2.6278
21 Near shore turbines | Offshore wind turbines, nearshore - renewable power - wind - large | Offshore wind turbines, nearshore | renewable power | wind | large | Financial data | Nominal investment (turbines) [2020-MEUR/MW_e] | Nominal investment | turbines | MEUR/MW_e | 2020 |  | 3 | ctrl | 2030 | 0.65458
21 Near shore turbines | Offshore wind turbines, nearshore - renewable power - wind - large | Offshore wind turbines, nearshore | renewable power | wind | large | Financial data | Nominal investment (turbines) [2020-MEUR/MW_e] | Nominal investment | turbines | MEUR/MW_e | 2020 |  | 3 | ctrl | 2040 | 0.58469
21 Near shore turbines | Offshore wind turbines, nearshore - renewable power - wind - large | Offshore wind turbines, nearshore | renewable power | wind | large | Financial data | Nominal investment (turbines) [2020-MEUR/MW_e] | Nominal investment | turbines | MEUR/MW_e | 2020 |  | 3 | ctrl | 2050 | 0.55948
21 Near shore turbines | Offshore wind turbines, nearshore - renewable power - wind - large | Offshore wind turbines, nearshore | renewable power | wind | large | Financial data | Nominal investment (turbines) [2020-MEUR/MW_e] | Nominal investment | turbines | MEUR/MW_e | 2020 |  | 3 | lower | 2050 | 0.41961
21 Near shore turbines | Offshore wind turbines, nearshore - renewable power - wind - large | Offshore wind turbines, nearshore | renewable power | wind | large | Financial data | Nominal investment (turbines) [2020-MEUR/MW_e] | Nominal investment | turbines | MEUR/MW_e | 2020 |  | 3 | upper | 2050 | 2.2379
21 Near shore turbines | Offshore wind turbines, nearshore - renewable power - wind - large | Offshore wind turbines, nearshore | renewable power | wind | large | Technology-specific data | Rotor diameter [m] | Rotor diameter |  | m |  |  | 1 | ctrl | 2020 | 167
21 Near shore turbines | Offshore wind turbines, nearshore - renewable power - wind - large | Offshore wind turbines, nearshore | renewable power | wind | large | Technology-specific data | Rotor diameter [m] | Rotor diameter |  | m |  |  | 1 | ctrl | 2025 | 191
21 Near shore turbines | Offshore wind turbines, nearshore - renewable power - wind - large | Offshore wind turbines, nearshore | renewable power | wind | large | Technology-specific data | Rotor diameter [m] | Rotor diameter |  | m |  |  | 1 | lower | 2025 | 162.35
21 Near shore turbines | Offshore wind turbines, nearshore - renewable power - wind - large | Offshore wind turbines, nearshore | renewable power | wind | large | Technology-specific data | Rotor diameter [m] | Rotor diameter |  | m |  |  | 1 | upper | 2025 | 219.65
21 Near shore turbines | Offshore wind turbines, nearshore - renewable power - wind - large | Offshore wind turbines, nearshore | renewable power | wind | large | Technology-specific data | Rotor diameter [m] | Rotor diameter |  | m |  |  | 1 | ctrl | 2030 | 236
21 Near shore turbines | Offshore wind turbines, nearshore - renewable power - wind - large | Offshore wind turbines, nearshore | renewable power | wind | large | Technology-specific data | Rotor diameter [m] | Rotor diameter |  | m |  |  | 1 | ctrl | 2040 | 236
21 Near shore turbines | Offshore wind turbines, nearshore - renewable power - wind - large | Offshore wind turbines, nearshore | renewable power | wind | large | Technology-specific data | Rotor diameter [m] | Rotor diameter |  | m |  |  | 1 | ctrl | 2050 | 236
21 Near shore turbines | Offshore wind turbines, nearshore - renewable power - wind - large | Offshore wind turbines, nearshore | renewable power | wind | large | Technology-specific data | Rotor diameter [m] | Rotor diameter |  | m |  |  | 1 | lower | 2050 | 177
21 Near shore turbines | Offshore wind turbines, nearshore - renewable power - wind - large | Offshore wind turbines, nearshore | renewable power | wind | large | Technology-specific data | Rotor diameter [m] | Rotor diameter |  | m |  |  | 1 | upper | 2050 | 354
21 Near shore turbines | Offshore wind turbines, nearshore - renewable power - wind - large | Offshore wind turbines, nearshore | renewable power | wind | large | Technology-specific data | Specific area coverage [MW_e/km2] | Specific area coverage |  | MW_e/km2 |  | E | 3 | ctrl | 2020 | 31.2293
21 Near shore turbines | Offshore wind turbines, nearshore - renewable power - wind - large | Offshore wind turbines, nearshore | renewable power | wind | large | Technology-specific data | Specific area coverage [MW_e/km2] | Specific area coverage |  | MW_e/km2 |  | E | 3 | ctrl | 2025 | 28.4217
21 Near shore turbines | Offshore wind turbines, nearshore - renewable power - wind - large | Offshore wind turbines, nearshore | renewable power | wind | large | Technology-specific data | Specific area coverage [MW_e/km2] | Specific area coverage |  | MW_e/km2 |  | E | 3 | lower | 2025 | 33.4373
21 Near shore turbines | Offshore wind turbines, nearshore - renewable power - wind - large | Offshore wind turbines, nearshore | renewable power | wind | large | Technology-specific data | Specific area coverage [MW_e/km2] | Specific area coverage |  | MW_e/km2 |  | E | 3 | upper | 2025 | 24.7145
21 Near shore turbines | Offshore wind turbines, nearshore - renewable power - wind - large | Offshore wind turbines, nearshore | renewable power | wind | large | Technology-specific data | Specific area coverage [MW_e/km2] | Specific area coverage |  | MW_e/km2 |  | E | 3 | ctrl | 2030 | 27.9244
21 Near shore turbines | Offshore wind turbines, nearshore - renewable power - wind - large | Offshore wind turbines, nearshore | renewable power | wind | large | Technology-specific data | Specific area coverage [MW_e/km2] | Specific area coverage |  | MW_e/km2 |  | E | 3 | ctrl | 2040 | 27.9244
21 Near shore turbines | Offshore wind turbines, nearshore - renewable power - wind - large | Offshore wind turbines, nearshore | renewable power | wind | large | Technology-specific data | Specific area coverage [MW_e/km2] | Specific area coverage |  | MW_e/km2 |  | E | 3 | ctrl | 2050 | 27.9244
21 Near shore turbines | Offshore wind turbines, nearshore - renewable power - wind - large | Offshore wind turbines, nearshore | renewable power | wind | large | Technology-specific data | Specific area coverage [MW_e/km2] | Specific area coverage |  | MW_e/km2 |  | E | 3 | lower | 2050 | 37.2325
21 Near shore turbines | Offshore wind turbines, nearshore - renewable power - wind - large | Offshore wind turbines, nearshore | renewable power | wind | large | Technology-specific data | Specific area coverage [MW_e/km2] | Specific area coverage |  | MW_e/km2 |  | E | 3 | upper | 2050 | 22.3395
21 Near shore turbines | Offshore wind turbines, nearshore - renewable power - wind - large | Offshore wind turbines, nearshore | renewable power | wind | large | Technology-specific data | Specific power [W_e/m2] | Specific power |  | W_e/m2 |  | I | 1 | ctrl | 2020 | 383.4921
21 Near shore turbines | Offshore wind turbines, nearshore - renewable power - wind - large | Offshore wind turbines, nearshore | renewable power | wind | large | Technology-specific data | Specific power [W_e/m2] | Specific power |  | W_e/m2 |  | I | 1 | ctrl | 2025 | 349.0144
21 Near shore turbines | Offshore wind turbines, nearshore - renewable power - wind - large | Offshore wind turbines, nearshore | renewable power | wind | large | Technology-specific data | Specific power [W_e/m2] | Specific power |  | W_e/m2 |  | I | 1 | lower | 2025 | 410.6052
21 Near shore turbines | Offshore wind turbines, nearshore - renewable power - wind - large | Offshore wind turbines, nearshore | renewable power | wind | large | Technology-specific data | Specific power [W_e/m2] | Specific power |  | W_e/m2 |  | I | 1 | upper | 2025 | 303.4908
21 Near shore turbines | Offshore wind turbines, nearshore - renewable power - wind - large | Offshore wind turbines, nearshore | renewable power | wind | large | Technology-specific data | Specific power [W_e/m2] | Specific power |  | W_e/m2 |  | I | 1 | ctrl | 2030 | 342.9078
21 Near shore turbines | Offshore wind turbines, nearshore - renewable power - wind - large | Offshore wind turbines, nearshore | renewable power | wind | large | Technology-specific data | Specific power [W_e/m2] | Specific power |  | W_e/m2 |  | I | 1 | ctrl | 2040 | 342.9078
21 Near shore turbines | Offshore wind turbines, nearshore - renewable power - wind - large | Offshore wind turbines, nearshore | renewable power | wind | large | Technology-specific data | Specific power [W_e/m2] | Specific power |  | W_e/m2 |  | I | 1 | ctrl | 2050 | 342.9078
21 Near shore turbines | Offshore wind turbines, nearshore - renewable power - wind - large | Offshore wind turbines, nearshore | renewable power | wind | large | Technology-specific data | Specific power [W_e/m2] | Specific power |  | W_e/m2 |  | I | 1 | lower | 2050 | 457.2104
21 Near shore turbines | Offshore wind turbines, nearshore - renewable power - wind - large | Offshore wind turbines, nearshore | renewable power | wind | large | Technology-specific data | Specific power [W_e/m2] | Specific power |  | W_e/m2 |  | I | 1 | upper | 2050 | 190.5043

## Sources_overview
Origin | Where | Name | Main coverage | Source | Year
Intertek APTECH/NREL | US | Power Plant Cycling Costs | Startup and ramping costs | https://www.nrel.gov/docs/fy12osti/55433.pdf | 2012
GADS | US |  | planned and forced outages+MTTRs+?? | http://gadsopensource.com/Installer.aspx | regular updates?
GADS | US | GADS generating unit statistical Brochure 1 2016 - Units reporting events | outages | http://www.nerc.com/pa/RAPA/gads/_layouts/xlviewer.aspx?id=/pa/RAPA/gads/Reports/Generating%20Unit%20Statistical%20Brochure%201%202016%20-%20Units%20Reporting%20Events.xlsx&Source=http%3A%2F%2Fwww%2Enerc%2Ecom%2Fpa%2FRAPA%2Fgads%2FPages%2FReports%2Easpx&DefaultItemOpen=1 | 2016
NREL | US | Annual Technology Baseline | M&FO but no MTTR, heat rate, MSL | https://atb.nrel.gov/ | annual (2017)
Parsons-Brinckerhoff/Department of Energy and Climate Change | UK | Electricity Generation Cost Model - 2013 Update of Non-renewable technologies | LHV, availability, capacity, VOM | https://www.gov.uk/government/uploads/system/uploads/attachment_data/file/223634/2013_Update_of_Non-Renewable_Technologies_FINAL.pdf | 2013
Ricardo-AEA/EC DG Energy |  | Review of the reference values for high efficiency cogeneration | CHP | https://ec.europa.eu/energy/sites/ener/files/documents/review_of_reference_values_final_report.pdf | 2015
Acil Allen/AEMO | Australia | Fuel and Technology Cost review data | Startup costs, VOM, Maintenance, ramp rates, MSL | https://www.aemo.com.au/-/media/Files/XLS/Fuel_and_Technology_Cost_Review_Data_ACIL_Allen.xlsx | 2014